1192 | NOE BIXBY RD | 43213-3506 | Active | 234682 | WILKINS | 950 | DC | 1.500 | 54217 | USE 6/3/15 CAG. MECHANICAL ROOM
1192 | NOE BIXBY RD | 43213-3506 | Removed | 287707REM | WATTS | 909M1QT | RP | 1.500 | 54218 | ***REMOVED***USE 6/3/15 CAG. MECHANICAL ROOM
1192 | NOE BIXBY RD | 43213-3506 | Removed | 41078REM | WATTS | 800QT | PVB | 1.000 | 54219 | ***REMOVED***USE 6/3/15 CAG. MECHANICAL ROOM
1192 | NOE BIXBY RD | 43213-3506 | Active | 17178 | WATTS | 919AQT | RP | 1.500 | 3603801 | DCW, REAR MECHANICAL ROOM
1200 | NOE BIXBY RD | 43213-3527 | Active | 195436 | WILKINS | 975XL | RP | 2.000 | 54270 | MECHANICAL ROOM W SIDE OF BLDG
1200 | NOE BIXBY RD | 43213-3527 | Not Required by DOW | W687486 | WILKINS | 720A | PVB | 1.500 | 54271 | MECHANICAL ROOM
1200 | NOE BIXBY RD | 43213-3527 | Active | N61948 | WILKINS | 350 DA | DCDA | 4.000 | 3636262
1200 | NOE BIXBY RD | 43213-3527 | Active | HC27720 | WILKINS | 950XL2 | DC | 0.750 | 3654058
1250 | NOE BIXBY RD | 43232- | Active | A199928 | WILKINS | 375XL | RP | 1.500 | 54446 | NE CORNER BY METER PIT TO HIBERNIA
1250 | NOE BIXBY RD | 43232- | Due Install |  |  |  | RP | 6.000 | 3652454 | NE CORNER BY METER PIT TO HIBERNIA
1415 | NOE BIXBY RD | 43232-1580 | Active | 119801 | WATTS | 800QT | PVB | 1.000 | 94123 | FRONT OF HOUSE
1440 | NOE BIXBY RD | 43232-1579 | Active | 58389 | FEBCO | 765 | PVB | 1.000 | 91615 | LEFT SIDE OF HOUSE
1562 | NOE BIXBY RD | 43232-8509 | Due Install | [5 empty] | 3492102
1661 | NOE BIXBY RD | 43232- | Due Install |  |  |  | RP |  | 3492103
1810 | NOE BIXBY RD | 43232-2639 | Due Install |  |  |  | RP |  | 3492117
2060 | NOE BIXBY RD | 43232- | Due Install |  |  |  | RP | 4.000 | 3631421
2660 | NOE BIXBY RD | 43232-4653 | Active | 4857201 | WILKINS | 975XL2 | RP | 1.000 | 58911 | BACK SOUTH EAST CORNER
2660 | NOE BIXBY RD | 43232-4653 | Not Required by DOW | 463088 | WATTS | 909QT | RP | 1.000 | 58912 | BACK SOUTH EAST CORNER
2700 | NOE BIXBY RD | 43232- | Active | 23173 | WILKINS | 375 | RP | 6.000 | 3492159 | HOTBOX
6820 | NOLON CT | 43017 | Active | 175075 | WILKINS | 720A | PVB | 0.750 | 94091 | LEFT FRONT
6828 | NOLON CT | 43017-8652 | Active | CB316481 | WILKINS | 720A | PVB | 0.750 | 100888 | RIGHT FRONT
6836 | NOLON CT | 43017 | Active | G251729 | WILKINS | 720A | PVB | 0.750 | 100470 | LEFT OF FRONT DOOR
4840 | NOOR DR | 43026- | Active | 111281 | AMES | 3000SS | DCDA | 6.000 | 97310 | IN PIT ON WILCOX S SIDE O'F ENTRANCE XST FROM RAY'S CROSSING
4840 | NOOR DR | 43026- | Active | 06886 | WATTS | 007QT | DC | 0.750 | 97351 | IN PIT ON WILCOX S OF IVYVINE BL (PVT)
4840 | NOOR DR | 43026- | Active | A07089 | WATTS | 009QT | RP | 2.000 | 97352 | IN HOT BOX AT PIT ON WILCOX S SIDE OF ENTRANCE IVYVINE BL (PVT)
4840 | NOOR DR | 43026- | Not Required by DOW | H016308 | FEBCO | 765 | PVB | 1.500 | 97529 | left side of 4860
5019 | NOOR PARK CIR | 43016-7075 | Active | H493464 | FEBCO | 765 | PVB | 0.750 | 95580 | LEFT SIDE
5063 | NOOR PARK CIR | 43016-7075 | Active | CB332887 | WILKINS | 720A | PVB | 0.750 | 3624314 | FRONT OF HOUSE
5087 | NOOR PARK CIR | 43016 | Active | H527279 | FEBCO | 765 | PVB | 0.750 | 96147 | RIGHT FRONT
5095 | NOOR PARK CIR | 43016-7075 | Active | H527288 | WILKINS | 720A | PVB | 0.750 | 96281 | LEFT SIDE OF HOUSE
584 | NORDECKE ALY | 43215 | Active | 4297064 | WILKINS | 975XL | RP | 1.500 | 3650944 | HOTBOX NORTHWEST OF STADUIM
339 | NOREEN DR | 43221-4574 | Active | F031658 | WILKINS | 720A | PVB | 0.750 | 97705 | RIGHT SIDE
7580 | NORHAM RD | 43235-1746 | Active | CB243236 | WILKINS | 720A | PVB | 1.000 | 72273 | RIGHT SIDE OF HOUSE
7675 | NORHILL RD | 43235-1743 | Active | CAB44834 | WILKINS | 720A | PVB | 0.750 | 3492333 | LEFT FRONT
7690 | NORHILL RD | 43235-1717 | Active | HB17840 | FEBCO | 765 | PVB | 0.750 | 72524 | RIGHT HAND SIDE EAST OF GARAGE DOOR
7718 | NORHILL RD | 43235-1717 | Active | T658989 | WILKINS | 720A | PVB | 1.000 | 89523 | LEFT CENTER BEHIND GARAGE BY A/C
7732 | NORHILL RD | 43235-1717 | Active | CB481105 | Wilkins | 720A | PVB | 1.000 | 72655 | FRONT OF HOUSE
1429 | NORMA RD | 43229-5153 | Active | 4759854 | WILKINS | 975XL2 | RP | 0.750 | 3492349 | BASEMENT
1151 | NORMAN DR | 43227-1485 | Active | CAA30865 | WILKINS | 720A | PVB | 0.750 | 3492418 | REAR OF HOUSE
91 | NORMANDY AVE | 43215 | Active | ABF1888 | WILKINS | 975 | RP | 0.750 | 3651940 | BASEMENT AT WATER METER
57 | NORN ST | 43016 | Active | 34713 | WATTS | 919AQT | RP | 1.000 | 67701 | APP 30' S OF WORNR TMPLE RD & 100 FROM NORN RD W BY STONE WALL
2233 | NORTH BANK DR | 43220-5422 | Active | 188931 | WATTS | LF009M2QT | RP | 1.000 | 3492710 | UTILITY ROOM AT METER
2240 | NORTH BANK DR | 43220-5420 | Not Required by DOW | 130445 | WATTS | 909 | RP | 3.000 | 57711 | MECH-ROOM REAR
2240 | NORTH BANK DR | 43220-5420 | Not Required by DOW | 4351245 | WILKINS | 975XL | RP | 1.000 | 57712 | BOILER ROOM
2240 | NORTH BANK DR | 43220-5420 | Not Required by DOW | HJ44340 | FEBCO | 765 | PVB | 1.000 | 57713 | OUTSIDE NW CORNER OF BLDG
2240 | NORTH BANK DR | 43220-5420 | Active | YA-1315 | WATTS | 957 | RP | 6.000 | 3633273 | HOTBOX LEFT OF DRIVE
2240 | NORTH BANK DR | 43220-5420 | Active | YF-0495 | WATTS | 957 | RP | 6.000 | 3657355 | HOTBOX LEFT OF DRIVE
2245 | NORTH BANK DR | 43220-5422 | Not Required by DOW | J031785 | FEBCO | 825YA | RP | 1.500 | 57728 | OUTSIDE, LEFT OF MAIN ENTRANCE UNDER OVERHANG
2245 | NORTH BANK DR | 43220-5422 | Not Required by DOW | 01272 | AMES | 2000B | DC | 1.500 | 57729 | ATTIC FURNANCE RM ABOVE W MENS ROOM FOR LIMITED FIRE
2245 | NORTH BANK DR | 43220-5422 | Active | 36137 | WATTS | LF919-QT | RP | 2.000 | 3633571 | IN BSMNT MECH ROOM AT WATER METER EAST END OF BUILDING
2245 | NORTH BANK DR | 43220-5422 | Due Install | [5 empty] | 3616546 | west end of 2245
2250 | NORTH BANK DR | 43220-5420 | Active | 338010 | WILKINS | 975 | RP | 2.000 | 57763 | 1ST FLOOR MECH ROOM AT SERVICE ENTRANCE
2250 | NORTH BANK DR | 43220-5420 | Active | 013283 | WATTS | 800M4QT | PVB | 1.250 | 57764 | FRONT OF BLDG
2250 | NORTH BANK DR | 43220-5420 | Active | 348400 | WILKINS | 950A | DC | 2.000 | 57765 | 1ST FLOOR MECH ROOM AT ENTRANCE
2250 | NORTH BANK DR | 43220-5420 | Due Install |  |  |  | RP | 2.000 | 3656815 | 1ST FLOOR MECH ROOM AT SERVICE ENTRANCE
2250 | NORTH BANK DR | 43220-5420 | Due Install |  |  |  | DC | 2.000 | 3656816 | 1ST FLOOR MECH ROOM AT ENTRANCE
2335 | NORTH BANK DR | 43220-5423 | Active | 04119 | WATTS | 007M2QT | DC | 1.250 | 101352 | IN CEILING JUST OUTSIDE BREAKROOM
2335 | NORTH BANK DR | 43220-5423 | Due Install |  |  |  | RP | 1.500 | 3636188
2335 | NORTH BANK DR UNIT A | 43220-5423 | Due Install |  |  |  | RP | 1.500 | 3492711
3400 | NORTH BLVD UNIT FIRE | 43204-1212 | Due Install |  |  |  | DCDA | 6.000 | 3605724
4545 | NORTH GATE | 43054-9651 | Active | T418182 | WILKINS | 720A | PVB | 0.750 | 64323 | RIGHT RIGHT FRONT
4567 | NORTH GATE | 43054-9651 | Active | H976096 | FEBCO | 765 | PVB | 0.750 | 64364 | REAR OF HOUSE-NORTHWEST CORNER
4575 | NORTH GATE | 43054-9651 | Active | H115171 | FEBCO | 765 | PVB | 0.750 | 64381 | LEFT FRONT
4611 | NORTH GATE | 43054-9653 | Active | 7279 | FEBCO | 765 | PVB | 0.750 | 64566 | LEFT FRONT OF HOUSE
4625 | NORTH GATE | 43054-9653 | Active | T176394 | WILKINS | 720A | PVB | 0.750 | 64609 | LEFT SIDE OF HOUSE
4527 | NORTH GATE DR | 43054-9651 | Active | 018497 | WATTS | 800M4FR | PVB | 0.750 | 64294 | RIGHT SIDE OF HOUSE
4462 | NORTH GATE RD | 43054 | Active | T199314 | WILKINS | 720A | PVB | 0.750 | 3609346 | RIGHT SIDE OF HOUSE
4519 | NORTH GATE RD | 43054-9651 | Active | 589843 | WILKINS | 720A | PVB | 0.750 | 64277 | LEFT SIDE OF HOUSE
7502 | NORTH GOODRICH SQ | 43054-8983 | Active | t374452 | WILKINS | 720A | PVB | 1.000 | 72132 | WEST SIDE OF HOUSE
7516 | NORTH GOODRICH SQ | 43054-8983 | Active | T077022 | WILKINS | 720A | PVB | 0.750 | 72156 | SE CORNER OF HOUSE
7530 | NORTH GOODRICH SQ | 43054-8983 | Active | H070209 | FEBCO | 765 | PVB | 0.750 | 72186 | RIGHT FRONT OF HOUSE
7543 | NORTH GOODRICH SQ | 43054-8930 | Active | AK2286 | FEBCO | 765 | PVB | 0.750 | 72205 | LH SIDE
7544 | NORTH GOODRICH SQ | 43054-8983 | Active | T075209 | WILKINS | 720A | PVB | 0.750 | 72206 | RIGHT SIDE
7557 | NORTH GOODRICH SQ | 43054-8930 | Active | 17215 | WATTS | 800QT | PVB | 1.000 | 72231 | RIGHT HAND SIDE
7570 | NORTH GOODRICH SQ | 43054-8983 | Active | T240295 | WILKINS | 720 | PVB | 0.750 | 72259 | RIGHT HAND SIDE
7584 | NORTH GOODRICH SQ | 43054-8983 | Active | DD4650 | FEBCO | 765 | PVB | 1.000 | 72276 | RIGHT HAND SIDE
7585 | NORTH GOODRICH SQ | 43054-8930 | Active | 06067 | WATTS | 800M2QT | PVB | 1.000 | 72278 | LEFT SIDE OF HOUSE
7598 | NORTH GOODRICH SQ | 43054-8983 | Active | BB3582 | FEBCO | 765 | PVB | 0.750 | 72295 | FRONT RIGHT
7599 | NORTH GOODRICH SQ | 43054-8930 | Active | H245152 | FEBCO | 765 | PVB | 0.750 | 72296 | WEST SIDE OF HOUSE
7612 | NORTH GOODRICH SQ | 43054-8929 | Active | G086243 | WILKINS | 720A | PVB | 0.750 | 72337 | LT SIDE
7617 | NORTH GOODRICH SQ | 43054-8930 | Active | 21617 | WATTS | 800QT | PVB | 1.000 | 72346 | FRONT LEFT SIDE
7626 | NORTH GOODRICH SQ | 43054-8929 | Active | DJ4139 | FEBCO | 765 | PVB | 0.750 | 72370 | LEFT HAND SIDE
7640 | NORTH GOODRICH SQ | 43054-8929 | Active | H053064 | FEBCO | 765 | PVB | 1.000 | 72393 | Left side
7652 | NORTH GOODRICH SQ | 43054-8929 | Active | 821566 | WATTS | 800M2QT | PVB | 1.000 | 72423 | WEST SIDE OF HOUSE
7660 | NORTH GOODRICH SQ | 43054-8929 | Active | G210767 | WILKINS | 720A | PVB | 1.000 | 72444 | SOUTH SIDE, FRONT
7684 | NORTH GOODRICH SQ | 43054-8929 | Active | DG1846 | FEBCO | 765 | PVB | 1.000 | 72506 | NORTH FRONT OF HOUSE
7698 | NORTH GOODRICH SQ | 43054-8929 | Active | 41783 | WATTS | 800M4QT | PVB | 1.000 | 72544 | OUTSIDE
7708 | NORTH GOODRICH SQ | 43054-8929 | Active | 9697 | FEBCO | 765 | PVB | 1.000 | 72596 | REAR OF HOUSE
5603 | NORTH MEADOWS BLVD | 43229-4134 | Active | 509198 | RAINBIRD | 100 | PVB | 1.000 | 67401 | FRONT OF HOUSE
5900 | NORTH MEADOWS BLVD | 43229 | Active | ABU5756 | WILKINS | 975XL2 | RP | 1.000 | 3603173 | 5896 NORTH MEADOWS BLVD, AT WATER METER
5880 | NORTH MEADOWS BLVD UNIT A | 43229-3266 | Active | W046881 | WILKINS | 975XL | RP | 0.750 | 68216 | S/E CORNER OF BUILDING AT METER STORAGE ROOM
5880 | NORTH MEADOWS BLVD UNIT F | 43229-3266 | Active | 4711096 | WILKINS | 975XL2 | RP | 2.000 | 3493181 | AT WATER METER,SOUTH SIDE
5300 | NORTH MEADOWS DR | 43123 | Removed | 196800REM | WATTS | 909 | RP | 3.000 | 103869 | BOILER ROOM LOWER 3"
5300 | NORTH MEADOWS DR | 43123 | Removed | 195368REM | WATTS | 909 | RP | 3.000 | 103895 | BOILER ROOM UPPER 3"
5300 | NORTH MEADOWS DR | 43123 | Inactive | NB-0435 | WILKINS | 975 | RPDA | 8.000 | 103896 | HOT BOX BY HELIPAD
5300 | NORTH MEADOWS DR | 43123 | Inactive | 45095 | WATTS | 919QT | RP | 0.750 | 103897 | HOT BOX BY HELIPAD
5300 | NORTH MEADOWS DR | 43123 | Not Required by DOW | 39350 | WATTS | 919AQT | RP | 1.000 | 103898 | BOILER ROOM
5300 | NORTH MEADOWS DR | 43123 | Not Required by DOW | 48389 | WATTS | 919AQT | RP | 0.750 | 103899 | ROOM 1D28.1
5300 | NORTH MEADOWS DR | 43123 | Not Required by DOW | 03670 | WATTS | 919 | RP | 0.500 | 103900 | ROOM 1E05
5300 | NORTH MEADOWS DR | 43123 | Inactive |  |  |  | LPC |  | 3627966 | DOMESTIC PUMP -
5300 | NORTH MEADOWS DR | 43123 | Inactive |  |  |  | LST |  | 3628277
5300 | NORTH MEADOWS DR | 43123 | Not Required by DOW | 23622 | WATTS | LF919QT | RP | 1.500 | 3636039 | 2ND FLOOR STERILIZATION ROOM
5300 | NORTH MEADOWS DR | 43123 | Not Required by DOW | 78209 | WATTS | LF919QT | RP | 0.750 | 3636040 | 2ND FLOOR STERILIZATION ROOM
5300 | NORTH MEADOWS DR | 43123 | Not Required by DOW | 4616845 | WILKINS | 975XL | RP | 1.500 | 3638978
5690 | NORTH MEADOWS DR | 43123 | Active | 00110 | AMES | 4000B | RP | 1.500 | 3606251 | ADD ON CURB W/ GRN PAINT DK GRN HOT BOX 12' BEHIND CURB ON E SIDE OF RD
5701 | NORTH MEADOWS DR | 43123-8386 | Active | 21L1907 | AMES | 2000SE | DC | 8.000 | 67666 | PUMP ROOM, SOUTH SIDE
5701 | NORTH MEADOWS DR | 43123-8386 | Active | 399326 | WILKINS | 975 | RP | 2.000 | 67667 | FIRE PUMP ROOM - SOUTHEND
5701 | NORTH MEADOWS DR | 43123-8386 | LPS - Active |  |  |  | LST | 8.000 | 3650955 | PUMP ROOM, SOUTH SIDE
5720 | NORTH MEADOWS DR | 43123 | Active | 135406 | AMES | 3000SS | DCDA | 6.000 | 67710 | MIDDLE OF BUILDING - WEST WALL
5720 | NORTH MEADOWS DR | 43123 | Active | 231265 | WATTS | 009M2QT | RP | 1.000 | 67711 | WEST END OF BUILDING - IN MIDDLE
5720 | NORTH MEADOWS DR | 43123 | Active | 61659 | WATTS | 007M1 | DC | 0.750 | 67712 | MIDDLE OF BUILDING-WEST WALL
5775 | NORTH MEADOWS DR | 43123 | Not Required by DOW | 018617 | WATTS | LF909M1QT | RP | 2.000 | 3636014 | Outside Water Closet Bottom
5775 | NORTH MEADOWS DR | 43123 | Not Required by DOW | 019540 | WATTS | LF909M1QT | RP | 2.000 | 3636015 | Outside Water Closet Top
5775 | NORTH MEADOWS DR | 43123 | Active | SC2011 | WATTS | 957 BF | RPDA | 6.000 | 3636230 | IN GREEN HOTBOX E SIDE OF PARKING LOT NEAR NORTH MEADOWS DR
5775 | NORTH MEADOWS DR | 43123 | Active | 73951 | WATTS | 919QT | RPDA | 0.750 | 3636231 | IN GREEN HOTBOX E SIDE OF PARKING LOT NEAR NORTH MEADOWS DR
5775 | NORTH MEADOWS DR | 43123 | Active | 106752 | WATTS | LF009M2QT | RP | 2.000 | 3638309 | IN GREEN HOTBOX E SIDE OF PARKING LOT NEAR NORTH MEADOWS DR
5775 | NORTH MEADOWS DR | 43123 | Not Required by DOW | J030785 | FEBCO | 825Y | RP | 1.500 | 3638317 | IN RISER ROOM
5800 | NORTH MEADOWS DR | 43123-8600 | Active | 9810211326 | FEBCO | 870 | DC | 8.000 | 68011 | RISER ROOM S.W. CORNER
5800 | NORTH MEADOWS DR | 43123-8600 | Active | 115547 | WATTS | LF009M2 | RP | 2.000 | 3633535
5800 | NORTH MEADOWS DR | 43123-8600 | LPS - Active |  |  |  | LST |  | 3635043 | FIRE PUMP - PUMP ROOM
5841 | NORTH MEADOWS DR | 43123 | Active | 057072 | WATTS | LF009M2QT | RP | 1.500 | 3638315 | IN HOT BOX AT WATER METER
5841 | NORTH MEADOWS DR | 43123 | Not Required by DOW | 238003 | WATTS | LF009M3QT | RP | 0.750 | 3646839 | MOP SINK/ HOT WATER CLOSET IN NORTH PART OF BUILDING
5887 | NORTH MEADOWS DR | 43123 | Active | A300575 | WILKINS | 375XL | RP | 2.000 | 3607868 | N WALL PARTS DEPT/WATER METER ROOM
5887 | NORTH MEADOWS DR | 43123 | Not Required by DOW | 3987942 | WILKINS | 975XL2 | RP | 1.500 | 3607975 | CAR WASH BAY
5887 | NORTH MEADOWS DR | 43123 | Active | 842530814 | AMES | 3000SS | DCDA | 8.000 | 3607976 | NORTH WALL PARTS DEPT
5887 | NORTH MEADOWS DR | 43123 | Active | 72686 | AMES | 2000B | DC | 0.750 | 3607977 | NORTH WALL PARTS DEPT
5887 | NORTH MEADOWS DR | 43123 | Not Required by DOW | A398013 | WILKINS | 375XL | RP | 1.000 | 3607978 | WATER METER ROOM
5900 | NORTH MEADOWS DR | 43123-9541 | Active | 2KL1126 | AMES | 2000SS | DC | 8.000 | 68262 | FIRE PUMP ROOM N END
5900 | NORTH MEADOWS DR | 43123-9541 | Active | 431310 | WILKINS | 975 | RP | 2.000 | 68263 | SPRINKLER ROOM NORTH END OF BUILDING
5900 | NORTH MEADOWS DR | 43123-9541 | Removed | 20597 | WATTS | 919QT | RP | 1.000 | 98667 | BY TRASH COMPACTOR
5900 | NORTH MEADOWS DR | 43123-9541 | Removed | 20435 | WATTS | 919QT | RP | 1.000 | 98668 | AT DOCK DR. 22
5500 | NORTH MEADOWS DR BLDG MOB 3 | 43123 | Active | 72576 | WATTS | 919QT | RP | 0.750 | 3633918 | SOUTHWEST CORNER OF BUILDING PARKING LOT IN HOTBOX
5500 | NORTH MEADOWS DR BLDG MOB 3 | 43123 | Active | RL-0417 | WATTS | 957 | RPDA | 6.000 | 3633919 | SOUTHWEST CORNER OF BUILDING PARKING LOT IN HOTBOX
5500 | NORTH MEADOWS DR BLDG MOB 3 | 43123 | Active | SA-2020 | WATTS | 957 | RP | 3.000 | 3633920 | SOUTHWEST CORNER OF BUILDING PARKING LOT IN HOTBOX
5500 | NORTH MEADOWS DR BLDG MOB 3 | 43123 | Not Required by DOW | 23469 | WATTS | LF919QT | RP | 1.500 | 3635223 | WATER RISER MECH ROOM SW SIDE OF BUILDING
5500 | NORTH MEADOWS DR BLDG MOB 3 | 43123 | Not Required by DOW | 02857 | WATTS | LF009M3QT | RP | 0.750 | 3635224 | 1ST FLOOR JANITOR CLOSET IN CEILING ABOVE MOP SINK
5500 | NORTH MEADOWS DR UNIT MOB | 43123 | Active | 000723 | WATTS | 909 | RP | 3.000 | 3603164 | SE MECHANICAL ROOM BUILDING # 1
5500 | NORTH MEADOWS DR UNIT MOB | 43123 | Active | 000922 | WATTS | 909 | RP | 3.000 | 3603636 | SE MECHANICAL ROOM BUILDING # 1
5500 | NORTH MEADOWS DR UNIT MOB | 43123 | Active | NB-0433 | WILKINS | 975 | RPDA | 8.000 | 3603637 | HOT BOX BY ROAD IN FRONT OF BUIDLING # 1
5500 | NORTH MEADOWS DR UNIT MOB | 43123 | Active | 44956 | WATTS | 919QT | RP | 0.750 | 3603638 | HOT BOX BY ROAD IN FRONT OF BUILDING # 1
5500 | NORTH MEADOWS DR UNIT MOB | 43123 | Not Required by DOW | 013282 | WATTS | LF009M2QT | RP | 2.000 | 3607647 | SE MECHANICAL ROOM
5500 | NORTH MEADOWS DR UNIT MOB | 43123 | LPS - Active |  |  |  | LPC |  | 3628278 | DOMESTIC PUMP -
5500 | NORTH MEADOWS DR UNIT MOB | 43123 | LPS - Active |  |  |  | LST |  | 3628279 | LOW PRESSURE SUSTAINING DEVICE FOR BOOSTER PUMP
5400 | NORTH MEADOWS N DR | 43123 | Active | 75012 | WATTS | 919QT | RP | 0.750 | 3633902 | IN HOT BOX BEHIND 5410 N MEADOWS ON EAST SIDE OF BUILDING
5400 | NORTH MEADOWS N DR | 43123 | Active | SF-0379 | WATTS | 957 | RPDA | 8.000 | 3633921 | IN HOT BOX BEHIND 5410 N MEADOWS ON EAST SIDE OF BUILDING
5400 | NORTH MEADOWS N DR | 43123 | Active | RB-0255 | WATTS | 957 | RP | 6.000 | 3635016 | IN BASEMENT
5400 | NORTH MEADOWS S DR | 43123 | Active | RB-0257 | WATTS | 957 | RP | 6.000 | 3635017 | Air handler mech. Room (Basement).
2130 | NORTH PARKWAY DR | 43221-3714 | Active | EAK1147 | WILKINS | 720A | PVB | 0.750 | 3493190 | BACK
2158 | NORTH PARKWAY DR | 43221-3716 | Active | H570396 | FEBCO | 765 | PVB | 0.750 | 89565 | REAR OF HOUSE
2166 | NORTH PARKWAY DR | 43221-3716 | Active | 113094 | WATTS | 800QT | PVB | 1.000 | 57498 | FRONT OF HOUSE WEST OF DOOR
2176 | NORTH PARKWAY DR | 43221-3716 | Active | T505340 | WILKINS | 720A | PVB | 1.000 | 57522 | FRONT OF HOUSE
2194 | NORTH PARKWAY DR | 43221-3716 | Active | 56493 | FEBCO | 765 | PVB | 1.000 | 3493192
25 | NORTH ST | 43017 | Active | 27522 | WATTS | LF919QT | RP | 1.500 | 3443245 | NW WATER METER ROOM AT WATER METER
74 | NORTH ST | 43017 | Active | 4648442 | WILKINS | 975XL2 | RP | 2.000 | 3636955 | GROUND LEVEL PARKNG GARGE MID MECH ROOM AT WATER METER
74 | NORTH ST | 43017 | Not Required by DOW | 24056 | WATTS | LF919QT | RP | 1.500 | 3636956 | GROUND LEVEL PARKNG GARGE MID MECH ROOM
10 | NORTH ST | 43202-2090 | Due Install |  |  |  | DCDA | 8.000 | 3492600 | IN BASEMENT OF BLDG A 100 NORTH ST
100 | NORTH ST | 43202-2090 | Due Install |  |  |  | RP | 4.000 | 3656294
140 | NORTH STAR RD | 43212- | Due Install |  |  |  | RP | 1.500 | 3493196
1406 | NORTH STAR RD | 43212- | In Review | [5 empty] | 3626666
1407 | NORTH STAR RD | 43212-2809 | Due Install |  |  |  | RP |  | 3493197
1718 | NORTH STAR RD | 43212-2156 | In Review |  |  |  | RP |  | 3493244
1928 | NORTH STAR RD | 43212-1658 | Active | 11690 | AMES | 2000B | DC | 1.500 | 56657 | 1420 PRESIDENTIAL, POOL ROOM CLOSET
1928 | NORTH STAR RD | 43212-1658 | Active | 443268 | WATTS | 909M1QT | RP | 2.000 | 99259 | 1361 PRESIDENTIAL
1928 | NORTH STAR RD | 43212-1658 | Active | ABX6966 | WILKINS | 975 | RP | 1.000 | 100695 | 1361 PRESIDENTIAL DR, POOL ROOM
1928 | NORTH STAR RD | 43212-1658 | Due Install |  |  |  | RP | 6.000 | 3650564 | METER VAULT
2221 | NORTH STAR RD | 43221-3810 | Active | ABA8560 | WILKINS | 975 | RP | 1.000 | 3493281 | BASEMENT AT METER
2221 | NORTH STAR RD | 43221-3810 | Removed |  |  |  | RP |  | 3650317 | BASEMENT AT METER
2447 | NORTH STAR RD | 43221-3403 | Active | 2862161XLTCU | WILKINS | 975XL | RP | 0.750 | 95014 | NE Corner @ METER
2501 | NORTH STAR RD | 43221-3404 | Active | 12970 | WATTS | 719QT | DC | 2.000 | 58507 | MECHANICAL ROOM-1ST FLOOR SOUTH SIDE
2854 | NORTH STAR RD | 43221-2959 | Active | 201473 | WATTS | 800M4QT | PVB | 0.750 | 94132 | FRONT OF HOUSE
2857 | NORTH STAR RD | 43221-2920 | Active | T131881 | WILKINS | 720A | PVB | 0.750 | 102851 | REAR OF HOUSE
2869 | NORTH STAR RD | 43221-2920 | Active | 258057 | WATTS | 800M4QT | PVB | 1.000 | 59469 | FRONT OF HOUSE
2880 | NORTH STAR RD | 43221-2959 | Active | H689148 | FEBCO | 765 | PVB | 0.750 | 101866 | FRONT RIGHT
2966 | NORTH STAR RD | 43221-2961 | Active | 377291 | WATTS | 800M4FR | PVB | 1.000 | 3493338 | LEFT SIDE
3039 | NORTH STAR RD | 43221-2364 | Active | EAG4513 | WILKINS | 720A | PVB | 0.750 | 59849 | FRONT OF HOUSE
3042 | NORTH STAR RD | 43221-2365 | Active | H597881 | FEBCO | 765 | PVB | 0.750 | 100321 | REAR OF HOUSE
3110 | NORTH STAR RD | 43221-2367 | Active | CB262943 | WILKINS | 720 | PVB | 0.750 | 3493355 | FRONT OF HOUSE
117 | NORTH WOODS BLVD | 43235 | Active | 1169470706 | AMES | 4000SS | RP | 3.000 | 91938 | HOT BOX SOUTH SIDE OF 115 NORTH WOODS BLVD
117 | NORTH WOODS BLVD | 43235 | Not Required by DOW | 14087 | WATTS | 919QT | RP | 1.500 | 91958 | AT WATER METER PIT
160 | NORTH WOODS BLVD | 43085- | Not Required by DOW | 33863 | WATTS | 909QT | RP | 0.750 | 55519 | CRAWL SPACE UNDER BLDG
160 | NORTH WOODS BLVD | 43085- | Not Required by DOW | AD4877 | FEBCO | 765 | PVB | 0.750 | 55520 | FRONT OF BUILDING
160 | NORTH WOODS BLVD | 43085- | Active | AJAK9628 | WILKINS | 375XL | RP | 0.750 | 3633252
160 | NORTH WOODS BLVD | 43085- | Not Required by DOW | W096972 | WILKINS | 975XL | RP | 0.750 | 3646834 | BASEMENT TOWARDS WEST WALL, MIDDLE
170 | NORTH WOODS BLVD | 43235-4711 | Active | 408202 | WATTS | 909QT | RP | 1.000 | 55870 | BASEMENT METER ROOM NE CORNER OF BASEMENT
170 | NORTH WOODS BLVD | 43235-4711 | In Review |  |  |  | RP | 1.000 | 3652347 | BASEMENT METER ROOM NE CORNER OF BASEMENT
170 | NORTH WOODS BLVD | 43235-4711 | Due Install |  |  |  | DCDA | 4.000 | 3652348 | BASEMENT METER ROOM NE CORNER OF BASEMENT
169 | NORTHAM RD | 43221-3358 | Active | T390527 | WILKINS | 720A | PVB | 0.750 | 92974 | RIGHT BACK OF HOUSE
2070 | NORTHAM RD | 43221 | Active | XD-0446 | AMES | COLT400 | RP | 4.000 | 3655027 | HOT BOX S/W CORNER OF BASEBALL DIAMOND # 3 OR N/W CORNER OF WEXFORD RD & NORTHAM
2070 | NORTHAM RD | 43221 | Not Required by DOW | XC-1604 | AMES |  | RP | 4.000 | 3655145
2211 | NORTHAM RD | 43221- | Active | 75385 | WATTS | 919-QT | RP | 0.750 | 3651299 | IN BROWN HOTBOX
2214 | NORTHAM RD | 43221-3130 | Active | H616744 | FEBCO | 765 | PVB | 0.750 | 99963 | RIGHT SIDE OF HOUSE
2230 | NORTHAM RD | 43221-3130 | Active | CB653154 | WILKINS | 720A | PVB | 0.750 | 3493394 | RIGHT SIDE OF HOUSE
3214 | NORTHAMPTON DR | 43026- | Active | 3627719 | WILKINS | 975XLBMS | RP | 1.000 | 60210 | BEHIND WALL AT ENTRANCE
3224 | NORTHAMPTON DR | 43026-2703 | Active | CB073753 | WILKINS | 720A | PVB | 0.750 | 60223 | RIGHT FRONT
3239 | NORTHAMPTON DR | 43026-2704 | Active | 471188 | WILKINS | 420 | PVB | 0.750 | 60247 | LEFT SIDE OF HOUSE
3250 | NORTHAMPTON DR | 43026-2703 | Active | CH0239 | WILKINS | 720A | PVB | 0.750 | 60300 | LEFT FRONT
3257 | NORTHAMPTON DR | 43026-2704 | Active | T084888 | WILKINS | 720A | PVB | 0.750 | 3583609 | LEFT SIDE
3264 | NORTHAMPTON DR | 43026-2703 | Active | 117929 | WATTS | 800QT | PVB | 0.750 | 60335 | FROM RIGHT SIDE
3290 | NORTHAMPTON DR | 43026-2703 | Active | 123727 | WATTS | 800CMQT | PVB | 0.750 | 60367 | RIGHT FRONT
3295 | NORTHAMPTON DR | 43026-2702 | Active | EAK1816 | WILKINS | 720A | PVB | 0.750 | 60370 | FRONT OF HOUSE
3306 | NORTHAMPTON DR | 43026-2703 | Active | AD5337 | FEBCO | 765 | PVB | 0.750 | 60445 | NORTH SIDE FRONT
3312 | NORTHAMPTON DR | 43026-2703 | Active | A135492 | WILKINS | 720A | PVB | 0.750 | 60457 | RIGHT HAND SIDE OF HOUSE
3303 | NORTHAMPTON LN | 43026-2702 | Active | T178628 | Wilkins | 720A | PVB | 0.750 | 94126 | front of home
3309 | NORTHAMPTON LN | 43026-2702 | Active | CB451717 | WILKINS | 720A | PVB | 1.000 | 60448 | BACK OF HOUSE
730 | NORTHBRIDGE LN | 43235-1748 | Active | CB946936 | WILKINS | 720A | PVB | 1.000 | 71762 | FRONT CENTER OF HOUSE LEFT FRONT DOOR
744 | NORTHBRIDGE LN | 43235-1748 | Active | 185730 | WATTS | 800QT | PVB | 0.750 | 71977 | RIGHT SIDE
745 | NORTHBRIDGE LN | 43235-1747 | Active | 583684 | WATTS | 800M4QT | PVB | 1.000 | 71997 | FRONT OF HOUSE
757 | NORTHBRIDGE LN | 43235-1747 | Active | 145969 | WATTS | 009M3QT | RP | 0.750 | 72258 | BASEMENT OF WATER METER
770 | NORTHBRIDGE LN | 43235-1748 | Active | T181339 | WILKINS | 720A | PVB | 0.750 | 3493482 | RIGHT OF FRONT DOOR
784 | NORTHBRIDGE LN | 43235-1748 | Active | 85608 | FEBCO | 765 | PVB | 1.000 | 72895 | FRONT OF HOUSE RIGHT OF FRONT DOOR
798 | NORTHBRIDGE LN | 43235-1748 | Active | T024004 | WILKINS | 720A | PVB | 1.000 | 73086 | FRONT RIGHT OF FRONT DOOR
810 | NORTHBRIDGE LN | 43235-1748 | Active | T418827 | WILKINS | 720A | PVB | 0.750 | 3493483 | FRONT OF HOUSE
831 | NORTHBRIDGE LN | 43235-1749 | Active | CAA08658 | Wilkins | 720A | PVB | 0.750 | 73694 | FRONT RIGHT OF DOOR UNDER WINDOW
863 | NORTHBRIDGE LN | 43235-1749 | Active | 4678676 | WILKINS | 975XL2 | RP | 0.750 | 3493488 | BSMNT ON SUMP PUMP BY METER
191 | NORTHCLIFF DR | 43229-5332 | Active | 78126 | WATTS | 909QT | RP | 1.000 | 56630 | BOILER ROOM, Northland H.S.
1541 | NORTHCREST AVE | 43220-3125 | Active | 214 | FEBCO | 765 | PVB | 1.000 | 55340 | LEFT SIDE OF HOUSE
6079 | NORTHGATE RD | 43229-2401 | Removed | 424895REM | WILKINS | 720A | PVB | 0.750 | 68936 | LEFT SIDE OF BUILDING REMOVED
6079 | NORTHGATE RD | 43229-2401 | Active | 12769C | WILKINS | 375AST | RP | 3.000 | 3630039
6079 | NORTHGATE RD | 43229-2401 | Active | 107229 | AMES | 5000SS | RP | 4.000 | 3630040
6079 | NORTHGATE RD | 43229-2401 | Active | 14423 | AMES | 4000B | RP | 0.750 | 3630041
124 | NORTHIGH DR | 43085-2311 | Active | 34090 | WATTS | 800M4QT | PVB | 0.750 | 94127 | RIGHT SDIE OF HOUSE
154 | NORTHIGH DR | 43085-2311 | Active | 00842 | FEBCO | 765 | PVB | 0.750 | 3493797 | RIGHT SIDE
156 | NORTHIGH DR | 43085-2311 | Active | T022658 | WILKINS | 720AU | PVB | 1.000 | 101903 | FRONT OF HOUSE
171 | NORTHIGH DR | 43085-2310 | Active | 17698 | FEBCO | 765 | PVB | 1.000 | 94128 | LEFT FRONT
195 | NORTHIGH DR | 43085-2310 | Active | CB153208 | WILKINS | 720A | PVB | 0.750 | 3493803 | FRONT OF HOUSE
172 | NORTHLAND MALL | 43229- | Active | 03615 | WATTS | 009 | RP | 3.000 | 88689 | SPRINKLER CONTROL RM
1721 | NORTHLAND MALL | 43229- | Active | 1672111008 | AMES | 3000SS | DCDA | 8.000 | 103991 | EAST OUTSIDE DOOR WATER METER ROOM
1721 | NORTHLAND MALL | 43229- | Active | 61284 | AMES | 2000B | DC | 0.750 | 103992 | EAST OUTSIDE DOOR WATER METER ROOM
2643 | NORTHLAND PLAZA DR | 43231-4052 | Active | 07084 | WATTS | 009M1QT | RP | 1.500 | 97856 | in rizer rm #1 by water meter - 2727 NORTHLAND PLAZA
2643 | NORTHLAND PLAZA DR | 43231-4052 | Active | V23873 | WILKINS | 350ADA | DCDA | 6.000 | 97875 | riser room 1 - 2727 NORTHLAND PLAZA
2643 | NORTHLAND PLAZA DR | 43231-4052 | Active | 3178588 | WILKINS | 950XL | DC | 0.750 | 97876 | riser room 1
2681 | NORTHLAND PLAZA DR | 43231-4052 | Active | 25515 | WATTS | 007M1PCQT | DC | 0.750 | 3616788 | REAR OF STORE 2681
2681 | NORTHLAND PLAZA DR | 43231-4052 | Active | 188871 | AMES | 3000SS | DCDA | 6.000 | 3616789 | REAR OF STORE 2681
2681 | NORTHLAND PLAZA DR | 43231-4052 | Due Install |  |  |  | RP | 3.000 | 3639657 | SOUTHEAST CORNER OF STORE BY LOADING DOCK
2700 | NORTHLAND PLAZA DR | 43231-4079 | Active | 3078043 | WILKINS | 975XL | RP | 1.500 | 101143 | OUTSIDE MECHANIC ROOM AT WATER METER
2700 | NORTHLAND PLAZA DR | 43231-4079 | Not Required by DOW | 12118 | WATTS | 719AQT | DC | 1.000 | 103689 | WATER ROOM IN BACK
2711 | NORTHLAND PLAZA DR | 43231-4053 | Active | 06032 | WATTS | 919QT | RP | 1.500 | 97855 | in rizer room #2 by water meter 2699 - 2715
2711 | NORTHLAND PLAZA DR | 43231-4053 | Active | V23872 | WILKINS | 350ADA | DCDA | 6.000 | 97877 | riser room #2 - 2681 NORTHLAND PLAZA
2711 | NORTHLAND PLAZA DR | 43231-4053 | Active | 3178589 | WILKINS | 950XLD | DC | 0.750 | 97878 | riser room #2 - 2681 NORTHLAND PLAZA
2727 | NORTHLAND PLAZA DR | 43231-4053 | Active | 22333 | WATTS | 919QT | RP | 2.000 | 103691 | BACK OF BUILDING INSIDE
2727 | NORTHLAND PLAZA DR | 43231-4053 | Active | 1811410913 | AMES | 3000 | DCDA | 6.000 | 3646175 | BACK OF BUILDING INSIDE
2727 | NORTHLAND PLAZA DR | 43231-4053 | Active | 21454 | WATTS | 007 | DC | 0.750 | 3646176 | BACK OF BUILDING INSIDE
2763 | NORTHLAND PLAZA DR | 43231- | Active | 1685050309 | WILKINS | DCDA | DCDA | 6.000 | 97854 | riser room 3 - 2605 NORTHLAND PLAZA 2745 -2769
2763 | NORTHLAND PLAZA DR | 43231- | Active | 14568 | WATTS | 007M1PCQT | DC | 0.750 | 97910 | RISER ROOM - 2605 NORTHLAND PLAZA
2763 | NORTHLAND PLAZA DR | 43231- | Active | 07085 | WATTS | 009M1PCQT | RP | 1.500 | 97911 | REAR OUTSIDE DOOR RISER ROOM 3 - 2605 NORTHLAND PLAZA
2777 | NORTHLAND PLAZA DR | 43231-4053 | Active | 171557 | WATTS | 009M2QT | RP | 1.500 | 97853 | S WALL BACK STORAGE AT WATER METER
2777 | NORTHLAND PLAZA DR | 43231-4053 | Active | WE-2604 | AMES | COLT300GV | DCDA | 4.000 | 3633111 | S WALL BACK STORAGE
2777 | NORTHLAND PLAZA DR | 43231-4053 | Active | 69597 | AMES | 2000BM3 | DC | 0.750 | 3653236 | S WALL BACK STORAGE
6500 | NORTHLAND RD | 43085-3235 | Not Required by DOW | W279516 | WILKINS | 975 | RP | 0.750 | 70117 | BOILER ROOM SOUTH - Wilson Hill E. S.
6500 | NORTHLAND RD | 43085-3235 | Not Required by DOW | 579765 | WATTS | 909QT | RP | 0.750 | 70118 | BOILER ROOM NORTH - Wilson Hill E. S.
6500 | NORTHLAND RD | 43085-3235 | Not Required by DOW | 580507 | WATTS | 909QT | RP | 0.750 | 70119 | BOILER ROOM NORTH - Wilson Hill E. S.
6500 | NORTHLAND RD | 43085-3235 | Active | 158987 | WATTS | LF009M2QT | RP | 2.000 | 3638060 | Mech. Room at water meter
6562 | NORTHLAND RD | 43085-3253 | Active | G124348 | WILKINS | 720A | PVB | 0.750 | 95609 | LEFT SIDE OF HOUSE
220 | NORTHRIDGE RD | 43214-3326 | Active | G204715 | WILKINS | 720A | PVB | 0.750 | 92642 | FRONT OF HOUSE
226 | NORTHRIDGE RD | 43214-3326 | Active | H570910 | FEBCO | 765 | PVB | 0.750 | 98571 | LEFT SIDE OF HOUSE
297 | NORTHRIDGE RD | 43214-3325 | Active | VAA2461 | WILKINS | 720A | PVB | 0.750 | 3493977 | FRONT RIGHT
335 | NORTHRIDGE RD | 43214-3327 | Active | F136442 | WILKINS | 720A | PVB | 0.750 | 99863 | FRONT OF HOUSE
399 | NORTHRIDGE RD | 43214-3327 | Active | T188400 | WILKINS | 720 | PVB | 0.750 | 3494005 | Right side
476 | NORTHRIDGE RD | 43214-3330 | Active | 201914 | WILKINS | 720A | PVB | 0.750 | 94130 | RIGHT FRONT
935 | NORTHRIDGE RD | 43224-2654 | Active | 19890 | WATTS | 919QT | RP | 1.500 | 3494072 | BASEMENT BOILER ROOM
935 | NORTHRIDGE RD | 43224-2654 | Not Required by DOW | 11560 | WATTS | 919QT | RP | 1.250 | 3613292 | BASEMENT/ BOILER ROOM
459 | NORTHTOWNE BLVD | 43229-6667 | Active | 153351 | WILKINS | 950XL | DC | 2.000 | 3494257
4600 | NORTHTOWNE BLVD | 43229-5758 | Active | 142354 | WILKINS | 950 | DC | 2.000 | 3494258
4605 | NORTHTOWNE BLVD | 43229- | Active | 244203 | WATTS | 909HWM1QT | RP | 2.000 | 64546 | 2100 MORSE RD SUITE 4691 MORSE CENTRE EAST OUTSIDE MECH RM
4605 | NORTHTOWNE BLVD | 43229- | Active | 27227 | WATTS | 009QT | RP | 0.500 | 99383 | 2100 MORSE SUITE 4655 - MORSE CENTRE, NORTHWEST MECH RM
4605 | NORTHTOWNE BLVD | 43229- | Active | 64294 | WATTS | 909HWQT | RP | 1.000 | 99384 | 2100 MORSE RD SUITE 4655, MECHANICAL ROOM REAR OF BUILDING
4605 | NORTHTOWNE BLVD | 43229- | Active | 128967 | WATTS | 009M2QT | RP | 2.000 | 99733 | 2100 MORSE SUITE 4665 MORSE CENTRE REAR BACK RM
4605 | NORTHTOWNE BLVD | 43229- | Active | 07563 | WATTS | LF909M1QT | RP | 1.500 | 3626267 | 4609 MORSE CTR/2100 MORSE RD, SUITE 4609 RISER/SPRINKLER RM
4605 | NORTHTOWNE BLVD | 43229- | Due Install |  |  |  | RP | 3.000 | 3649114
4605 | NORTHTOWNE BLVD | 43229- | Due Install |  |  |  | DCDA | 6.000 | 3649116
4606 | NORTHTOWNE BLVD | 43229-5743 | Due Install |  |  |  | RP | 3.000 | 3494259
4615 | NORTHTOWNE BLVD | 43229-5728 | Active | 125605 | WATTS | 009QT | RP | 1.000 | 64577 | BY WATER METER NORTH WALL (MIDDLE)
4767 | NORTHTOWNE BLVD | 43229-5756 | Removed | 533283REM | WATTS | 909QT | RP | 1.000 | 64987 | BOILER ROOM, Northtowne H.S.
4767 | NORTHTOWNE BLVD | 43229-5756 | In Review |  |  |  | RP |  | 3636800
5782 | NORTHUP RD | 43016 | Active | T304678 | WILKINS | 720A | PVB | 0.750 | 3600959 | LEFT SIDE
3061 | NORTHWEST BL | 43221- | Active | 1713280310 | AMES | 3000SS | DCDA | 8.000 | 100210 | FIRE PUMP ROOM - 3061 KINGSDALE CENTER
3061 | NORTHWEST BL | 43221- | Active | 64737 | AMES | 2000B | DC | 0.750 | 100247 | FIRE PUMP ROOM - 3061 KINGSDALE CENTER
3061 | NORTHWEST BL | 43221- | Active | X61299 | WILKINS | 375A | RP | 4.000 | 100249 | SOUTHEAST CORNER MECHANIC ROOM - 3061 KINGSDALE CENTER
3061 | NORTHWEST BL | 43221- | LPS - Active |  |  |  | LPC |  | 3627949 | DOMESTIC PUMP - IN RISER ROOM
3061 | NORTHWEST BL | 43221- | LPS - Active |  |  |  | LST |  | 3627950 | FIRE BOOSTER PUMP - IN RISER ROOM
751 | NORTHWEST BLVD | 43212-3856 | Active | 494736 | WILKINS | 975XL | RP | 0.750 | 72143 | IN BASEMENT BY METER
781 | NORTHWEST BLVD | 43212-3858 | Due Install |  |  |  | RP |  | 3494419 | BSMNT AT WATER MTR
116 | NORTHWEST BLVD | 43212-3560 | Active | 06518 | WATTS | 909QT | RP | 0.750 | 54125 | BASEMENT
1235 | NORTHWEST BLVD | 43212-3562 | Active | 73152 | WILKINS | 975XL | RP | 2.000 | 3494527 | LMTD SPRINKLER SYS, BASEMENT BOILER RM
1300 | NORTHWEST BLVD | 43212-3051 | Active | 52696 | AMES | 2000B | DC | 0.750 | 93123 | MECH ROOM @PARKING GARAGE LEVEL
1300 | NORTHWEST BLVD | 43212-3051 | Active | 1549631106 | AMES | 3000SS | DCDA | 4.000 | 93126 | MECH ROOM PARKING GARAGE LEVEL
1300 | NORTHWEST BLVD | 43212-3051 | Active | 45613C | WILKINS | 375AST | RP | 3.000 | 93127 | MECH ROOM
1300 | NORTHWEST BLVD | 43212-3051 | Not Required by DOW | 07204 | WATTS | 919QT | RP | 1.000 | 95570 | MECH ROOM @PARKING GARAGE LEVEL
1300 | NORTHWEST BLVD | 43212-3051 | Active | 1294370815 | AMES | 4000SS | RP | 4.000 | 3615468 | MECHANICAL ROOM
1300 | NORTHWEST BLVD | 43212-3051 | LPS - Active |  |  |  | LPC |  | 3659285 | MECH ROOM
1466 | NORTHWEST BLVD | 43212-3063 | In Review |  |  |  | RP |  | 3494569
1612 | NORTHWEST BLVD | 43212-2546 | Active | 28170 | WATTS | 919ZQT | RP | 1.000 | 98899 | BACK ENTRY/INSIDE DOOR NEAR WATER METER
1629 | NORTHWEST BLVD | 43212-2239 | Active | 3146094 | WILKINS | 975XLBMS | RP | 2.000 | 102035 | IN MECH ROOM AT WATER METER
1636 | NORTHWEST BLVD | 43212-2240 | Active | 83189 | WATTS | LF919QT | RP | 0.750 | 3494591 | AT WATER METER IN 1634 BEHIND KITCHEN SINK
1636 | NORTHWEST BLVD | 43212-2240 | Not Required by DOW | 225448 | WATTS | 009-M3 | RP | 0.750 | 3656600 | AT SUB WATER METER IN LAUNDRY ROOM
1717 | NORTHWEST BLVD | 43212-2265 | Active | 67037 | WATTS | 919 QT | RP | 3.000 | 3494608 | AT WATER METER
1735 | NORTHWEST BLVD | 43212-2268 | Active | 28797 | WATTS | 919AQT | RP | 0.750 | 102755 | GAS STATION-SERVICE BOOTH
1755 | NORTHWEST BLVD | 43212-1638 | Active | T083951 | WILKINS | 720A | PVB | 0.750 | 3494615 | Front of Building
1755 | NORTHWEST BLVD | 43212-1638 | Due Install |  |  |  | RP | 1.500 | 3657356 | BASEMENT
1820 | NORTHWEST BLVD | 43212-1643 | Active | ALA52679 | WILKINS | 975XL3 | RP | 1.500 | 3494633
1826 | NORTHWEST BLVD | 43212- | Active | 175669 | WATTS | 909 | RP | 3.000 | 88836 | Meter Building/1830 Off Northwest Blvd-SE Corner
1826 | NORTHWEST BLVD | 43212- | Not Required by DOW | 279963 | WATTS | 009QT | RP | 1.000 | 88856 | Meter Building/1830 Off Northwest Blvd-SE Corner
1826 | NORTHWEST BLVD | 43212- | Active | 1076150305 | WATTS | 774DCDA | DCDA | 6.000 | 88857 | Meter Building/1830 Off Northwest Blvd-SE Corner
1826 | NORTHWEST BLVD | 43212- | Active | 64176 | WATTS | 007M1QT | DC | 0.750 | 88858 | Meter Building/1830 Off Northwest Blvd-SE Corner
1855 | NORTHWEST BLVD | 43212-1631 | Active | 462554 | WATTS | LF009M3QT | RP | 0.750 | 3494635
1857 | NORTHWEST BLVD | 43212-1660 | NULL |  |  |  | RP | 0.750 | 3494637
1885 | NORTHWEST BLVD | 43212-1631 | Active | H561335 | FEBCO | 765 | PVB | 0.750 | 56511 | MIDDLE OF EAST WALL NEXT TO AC UNIT
1897 | NORTHWEST BLVD | 43212-1631 | Active | 366089 | WATTS | 909QT | RP | 0.750 | 56541 | COMPRESSOR ROOM OVER METER PIT (EAST WALL)
1901 | NORTHWEST BLVD | 43212-1100 | Active | 222172 | WATTS | LF009M3QT | RP | 0.750 | 3494643 | MTR IN CLOSET IN OFFICE
1917 | NORTHWEST BLVD | 43212-1158 | Active | CAA54857 | WILKINS | 720A | PVB | 0.750 | 3494644 | LEFT SIDE OF BLDG
1920 | NORTHWEST BLVD | 43212-1197 | Active | ALA54930 | WILKINS | 975XL3 | RP | 1.000 | 3494645 | SUB BASEMENT FURNACE ROOM
2001 | NORTHWEST BLVD | 43212-1102 | Active | 4171372 | AMES | 3000SS | DCDA | 4.000 | 3494657 | Meter Room outside entrance
2001 | NORTHWEST BLVD | 43212-1102 | Active | 64695 | AMES | 2000B-FP | DC | 0.750 | 3626385 | Meter Room outside entrance
2025 | NORTHWEST BLVD | 43212-1160 | Removed | 10173REM | WATTS | 009QT | RP | 0.750 | 57061 | REMOVED- BOILER ROOM - BASEMENT
2025 | NORTHWEST BLVD | 43212-1160 | Due Install |  |  |  | RP |  | 3636550
2025 | NORTHWEST BLVD | 43212-1160 | LPS - Active |  |  |  | LST |  | 3639417 | FIRE PUMP -
2218 | NORTHWEST BLVD | 43221-3873 | Active | A05891 | FEBCO | 765 | PVB | 0.750 | 57644 | FRONT OF HOUSE
2260 | NORTHWEST BLVD | 43221-3821 | Active | T257885 | WILKINS | 720A | PVB | 0.750 | 3494673 | LEFT REAR OF HOUSE NEAR OUTSIDE FAUCET IN SHRUBS
2268 | NORTHWEST BLVD | 43221-3821 | Active | CAA25709 | WILKINS | 720A | PVB | 1.000 | 94135 | LEFT SIDE
2271 | NORTHWEST BLVD | 43221-3822 | Active | CB583113 | WILKINS | 720A | PVB | 0.750 | 3494674 | FRONT OF HOUSE
2358 | NORTHWEST BLVD | 43221-3827 | Active | T415593 | WILKINS | 720A | PVB | 1.000 | 92969 | BACK OF HOSUE BY DOOR
2396 | NORTHWEST BLVD | 43221-3829 | Active | 151054 | WATTS | 800M4QT | PVB | 0.750 | 94136 | FRONT LEFT SIDE OF HOUSE
2406 | NORTHWEST BLVD | 43221-3829 | Active | T480491 | WILKINS | 720 | PVB | 0.750 | 3494685 | FRONT LEFT
2448 | NORTHWEST BLVD | 43221-3868 | Active | T013251 | WILKINS | 720A | PVB | 0.750 | 99654 | FRONT
2468 | NORTHWEST BLVD | 43221-3868 | Active | 352854 | WILKINS | 975 | RP | 1.000 | 58383 | KITCHEN AT METER
2663 | NORTHWEST BLVD | 43221-3344 | Active | 448005 | WATTS | 800M4QT | PVB | 0.750 | 91632 | LEFT FRONT
2705 | NORTHWEST BLVD | 43221-3320 | Active | VAA0050 | WILKINS | 720A | PVB | 1.000 | 92099 | RIGHT SIDE OF HOUSE
3000 | NORTHWEST BLVD | 43221-2902 | Active | 1260576 | WILKINS | 975XLBMS | RP | 0.750 | 59771 | METER ROOM
3000 | NORTHWEST BLVD | 43221-2902 | Not Required by DOW | 1346149 | WILKINS | 975XLBMS | RP | 1.000 | 59772 | METER ROOM
3005 | NORTHWEST BLVD | 43221-2910 | Not Required by DOW | F059228 | WILKINS | 720A | PVB | 1.000 | 3494800 | OUTSIDE NW CORNER OF BLDG
3005 | NORTHWEST BLVD | 43221-2910 | Active | 2943968 | WILKINS | 975XL | RP | 0.750 | 3628120 | UTILITY ROOM
3040 | NORTHWEST BLVD | 43221-2262 | Not Required by DOW | 1111113040 | HYDRO-GAP | XX | AG | 10.000 | 59854 | ABOVE 3 COMPARTMENT SINK--AIR GAP
3040 | NORTHWEST BLVD | 43221-2262 | Active | 5030747 | WILKINS | 975XL2 | RP | 0.750 | 3638116 | IN CLOSET THROUGH OFFICE
3181 | NORTHWEST BLVD | 43221 | Active | 11035731122 | AMES | 3000SS | DCDA | 8.000 | 3640950 | METER ROOM OUTSIDE DOOR NORTH END OF EAST SIDE OF BUILDING
3181 | NORTHWEST BLVD | 43221 | Active | 87392 | AMES | 2000B | DC | 0.750 | 3654566 | METER ROOM OUTSIDE DOOR NORTH END OF EAST SIDE OF BUILDING
3181 | NORTHWEST BLVD | 43221 | Active | 38959C | WILKINS | 375AST | RP | 4.000 | 3655960 | METER ROOM OUTSIDE DOOR NORTH END OF EAST SIDE OF BUILDING
3181 | NORTHWEST BLVD | 43221 | LPS - Active |  |  |  | LST |  | 3655962 | FIRE PUMP - PARKING GARAGE
3224 | NORTHWEST BLVD | 43221-2102 | Active | 287436 | WATTS | 009M2QT | RP | 1.000 | 88612 | MECH ROOM
3224 | NORTHWEST BLVD | 43221-2102 | Not Required by DOW | 287422 | WATTS | 009M2PCQT | RP | 1.000 | 88614 | MECH ROOM
3230 | NORTHWEST BLVD | 43221-2134 | Not Required by DOW | 23949 | WATTS | 919AQT | RP | 1.000 | 60234 | ABOVE WATER HEATER IN MECH ROOM
3230 | NORTHWEST BLVD | 43221-2134 | Active | 132573 | WATTS | LF009M2QT | RP | 1.500 | 3635847 | MECH ROOM SW CORNER
3230 | NORTHWEST BLVD | 43221-2134 | Active | 11068171224 | AMES | 3000SS | DCDA | 4.000 | 3658531 | RISER ROOM
3230 | NORTHWEST BLVD | 43221-2134 | Active | 89959 | AMES | 2000B | DC | 0.750 | 3658532 | RISER ROOM
2025 | NORTHWEST BLVD UNIT A | 43212-1160 | Due Install | [5 empty] | 3494661
1609 | NORTHWEST BLVD UNIT B | 43212-2544 | Active | 176822 | WATTS | LF009M2QT | RP | 2.000 | 55599 | BASEMENT MEHANICAL ROOM
1609 | NORTHWEST BLVD UNIT B | 43212-2544 | Not Required by DOW | 72575 | WATTS | 007M1QT | DC | 2.000 | 95657 | BASEMENT MECH ROOM
4600 | NORTHWEST PKWY | 43026-1130 | Not Required by DOW | W604645 | WATTS | 909HWQT | RP | 1.000 | 64514 | Boiler Room
4600 | NORTHWEST PKWY | 43026-1130 | Removed | REM | CONBRACO | 4020A02 | RP | 4.000 | 64515 | REMOVED- BOILER ROOM
4600 | NORTHWEST PKWY | 43026-1130 | Not Required by DOW | 412322 | WATTS | 909M1HWQT | RP | 1.500 | 64516 | REAR PRODUCTION AT ROOF
4600 | NORTHWEST PKWY | 43026-1130 | Not Required by DOW | S-0259 | CONBRACO | 4020802 | RP | 2.000 | 64517 | WAREHOUSE DOCK #1
4600 | NORTHWEST PKWY | 43026-1130 | Not Required by DOW | 508827 | WATTS | 909HWQT | RP | 1.000 | 64518 | BOILER ROOM BEHIND FEEDWATER TANK
4600 | NORTHWEST PKWY | 43026-1130 | Not Required by DOW | 80698 | WATTS | 009M3QT | RP | 0.750 | 64519 | BOILER ROOM
4600 | NORTHWEST PKWY | 43026-1130 | Not Required by DOW | 28319 | WATTS | 919AQT | RP | 0.750 | 99188 | WASTE MANAGEMENT PLANT (NEW BUILD)
4600 | NORTHWEST PKWY | 43026-1130 | Not Required by DOW | 76054 | WATTS | 919QT | RP | 0.750 | 99189 | WASTE MANAGEMENT (NEW) PLANT
4600 | NORTHWEST PKWY | 43026-1130 | Not Required by DOW | 05866 | AMES | 4000B | RP | 1.500 | 102938 | WAREHOUSE WEST WALL BY TRASH DOCK DOOR
4600 | NORTHWEST PKWY | 43026-1130 | Active | 22822 | AMES | 2000BM3 | DC | 0.750 | 103182 | WAREHOUSE BY RISER #1
4600 | NORTHWEST PKWY | 43026-1130 | Active | LG-0490 | AMES | COLT 300GV | DCDA | 8.000 | 103183 | WAREHOUSE BY RISER #1
4600 | NORTHWEST PKWY | 43026-1130 | Active | N-2873 | APOLLO/CONBRACO | 4020A02 | RP | 4.000 | 103184 | BOILER ROOM
4683 | NORTHWEST PKWY | 43026-1126 | Active | 79778 | WATTS | 009QT | RP | 1.000 | 64798 | SOUTH END OF BUILDING IN WAEHOUSE AREA AT WATER METER
4691 | NORTHWEST PKWY | 43026-1126 | Active | 757029 | WILKINS | 975XL | RP | 1.000 | 64817 | IN WAREHOUSE OF 4691 NORTH WALL NEAR DOCKS
4700 | NORTHWEST PKWY | 43026-3116 | Active | W356320 | WILKINS | 950XL | DC | 1.500 | 64837 | METER ROOM IN SOUTH BUILDING
4817 | NORTHWEST PKWY | 43026- | Active | 289747 | WATTS | 909M1QT | RP | 1.500 | 65142 | W WALL OF 4811 BLDG WAREHSE IN SITTING BENCH AT WATER METER
4819 | NORTHWEST PKWY | 43026- | Due Install |  |  |  | DCDA | 6.000 | 3605726 | IN PIT IFO 4811 BLDG FIRE ONLY
4830 | NORTHWEST PKWY | 43026-1131 | Removed | 101800REM | AMES | 2000SS | DC | 6.000 | 65170 | WEST NW WAREHOUSE RISER AREA
4830 | NORTHWEST PKWY | 43026-1131 | Removed | 354197REM | WATTS | 909QT | RP | 1.000 | 65171 | FRONT S MACH/METER AREA WATER METER
4830 | NORTHWEST PKWY | 43026-1131 | Active | 4BN0499 | AMES | 4000SS | RP | 3.000 | 65172 | EAST BY SHEET METAL DOCK 10' IN THE AIR
4830 | NORTHWEST PKWY | 43026-1131 | Not Required by DOW | AK7944 | FEBCO | 825Y | RP | 1.000 | 65173 | MID SOUTH MECH/METER AREA AT DEDUCT METER
4830 | NORTHWEST PKWY | 43026-1131 | Active | ABN8143 | WILKINS | 375XL | RP | 1.000 | 3651047 | IN OFFICE SOUTH MECH/METER AREA AT WATER METER
4830 | NORTHWEST PKWY | 43026-1131 | Active | XD-0457 | AMES | COLT300 | DCDA | 6.000 | 3651048 | MTR PIT
4830 | NORTHWEST PKWY | 43026-1131 | Active | 234296 | WATTS | 007M3Q | DC | 0.750 | 3654596 | MTR PIT
4832 | NORTHWEST PKWY | 43026- | Active | 989917 | WILKINS | 975XL | RP | 1.000 | 65183 | NW CORNER BY OFFICE/ IN PRODUCTION AREA
4832 | NORTHWEST PKWY | 43026- | Not Required by DOW | 0000217 | AMES | 4000B | RP | 1.250 | 90869 | nw side at ceiling
5164 | NORTHWEST PKWY | 43026 | Active | 296863 | WATTS | LF009M3QT | RP | 0.750 | 3649417 | SW BLDG AT WATER METER HILLIARD STORAGE BLDG
5181 | NORTHWEST PKWY | 43026-3108 | Active | 29122 | WATTS | 009QT | RP | 3.000 | 95706 | BASEMENT BY WATER METER
5181 | NORTHWEST PKWY | 43026-3108 | Not Required by DOW | 237232 | WATTS | 009M2QT | RP | 2.000 | 95710 | TRUCK BAY ABOVE DOOR
5181 | NORTHWEST PKWY | 43026-3108 | Not Required by DOW | A13350 | WATTS | 009M2QT | RP | 1.250 | 95711 | MECH ROOM CEILING
5181 | NORTHWEST PKWY | 43026-3108 | Active | 16617 | WATTS | 919QT | RP | 0.750 | 95782 | HOT BOX SOUTHSIDE OF ENTRANCE
5181 | NORTHWEST PKWY | 43026-3108 | Active | 1B1172 | WATTS | 975 | RPDA | 6.000 | 95783 | HOT BOX SOUTH SIDE OF ENTRANCE
5181 | NORTHWEST PKWY | 43026-3108 | Not Required by DOW | 2821837 | WILKINS | 975XL | RP | 1.500 | 96395 | BASEMENT MECH ROOM
4647 | NORTHWEST PKWY BLDG 3 | 43026-1126 | Active | 4974390 | WILKINS | 975XL2 | RP | 1.000 | 64680 | SOUTH END OF BLDG AT WTR MTR
4655 | NORTHWEST PKWY BLDG 4 | 43026-1126 | Active | A307408 | WILKINS | 375 | RP | 1.000 | 64704 | NORTH END OF BLDG AT WTR MTR
4613 | NORTHWEST PKWY BLDG 5 | 43026-1126 | Active | 1258599 | WILKINS | 975XL | RP | 1.000 | 64571 | IN 4613 SOUTH WALL CENTER ENCASED IN BOX AT BOTTOM OF SHELVES
4621 | NORTHWEST PKWY BLDG 6 | 43026- | Active | W074907 | WILKINS | 975XL | RP | 1.000 | 64597 | IN 4621 IN BOX ON NORTH WALL OF WAREHOUSE
4841 | NORTHWEST PKWY UNIT 2 | 43026- | Active | 443149 | WILKINS | 975XLBMS | RP | 1.500 | 65200 | W WALL WAREHOUSE IN 4847 UNIT AT WATER METER
30 | NORTHWOODS BLVD | 43235-4716 | Not Required by DOW | ACB8553 | WILKINS | 975XL2 | RP | 2.000 | 94137 | IN BACK OF BLDG IN STAIRWELL
30 | NORTHWOODS BLVD | 43235-4716 | Active | 16351C | WILKINS | 375AST | RP | 3.000 | 3636184 | IN 30 BLDG N HALL MECH ROOM BY N DOOR AT WATER METER
90 | NORTHWOODS BLVD | 43235-4719 | Not Required by DOW | 127108 | WATTS | 909QT | RP | 1.250 | 94138 | UNDER STAIRS 96 NORTHWOODS
90 | NORTHWOODS BLVD | 43235-4719 | Active | 4628103 | WILKINS | 975XL2 | RP | 2.000 | 3636538 | IN 96 BLDG UNDER STAIRS ACCESS PANEL AT WATER METER
10 | NORTHWOODS BLVD | 43235-4419 | Not Required by DOW | 225464 | WATTS | 009M2QT | RP | 2.000 | 94139 | IN WATER METER ROOM
100 | NORTHWOODS BLVD | 43235-4419 | Active | 16352C | WILKINS | 375AST | RP | 3.000 | 3636185 | IN WATER METER ROOM 110 BLDG
130 | NORTHWOODS BLVD | 43235-7473 | Not Required by DOW | 105715 | WATTS | 709QT | DC | 1.500 | 94140 | UNDER STAIRS
130 | NORTHWOODS BLVD | 43235-7473 | Active | 4683686 | WILKINS | 975XL2 | RP | 2.000 | 3635114 | IN 136 BLDG UNDER STAIRS ACCESS PANEL AT WATER METER
180 | NORTHWOODS BLVD | 43235-4400 | Active | G204813 | WILKINS | 720A | PVB | 0.750 | 56169 | NORTHWEST SIDE OF BUILDING
823 | NORTHWOODS CT | 43235-4613 | Active | 15390 | FEBCO | 765 | PVB | 1.000 | 73572 | RIGHT FRONT
8231 | NORTHWOODS CT | 43235-4613 | Active | CB729801 | WILKINS | 720A | PVB | 1.000 | 73573 | RIGHT FRONT
8238 | NORTHWOODS CT | 43235-4613 | Active | T329019 | WILKINS | 720A | PVB | 0.750 | 91256 | RIGHT SIDE OF HOUSE
8247 | NORTHWOODS CT | 43235-4613 | Active | T417483 | WILKINS | 720A | PVB | 1.000 | 94141 | LEFT FRONT
8252 | NORTHWOODS CT | 43235-4613 | Active | FH2079 | FEBCO | 765 | PVB | 1.000 | 73611 | LEFT SIDE OF HOUSE
8261 | NORTHWOODS CT | 43235-4613 | Active | CB272419 | WILKINS | 720A | PVB | 0.750 | 3494990 | FRONT RIGHT IN COVE LEFT OF GARAGE
230 | NORTHWOODS DR | 43235-4406 | Active | AE9577 | FEBCO | 765 | PVB | 1.000 | 91813 | LEFT SIDE OF HOUSE
230 | NORTHWOODS DR | 43235-4406 | Active | BK8164 | FEBCO | 765 | PVB | 0.750 | 100083 | RIGHT SIDE OF HOUSE, FEEDS ENTRANCE TO NORTHWOODS PL CIVIC ASSOC
245 | NORTHWOODS DR | 43235-4411 | Replaced | REP409100 | FEBCO | 765 | PVB | 0.750 | 94089 | REPLACED- FRONT OF HOUSE RIGHT OF FRONT DOOR
245 | NORTHWOODS DR | 43235-4411 | Active | CB164154 | WILKINS | 720A | PVB | 0.750 | 3611351 | FRONT OF HOUSE RIGHT OF FRONT DOOR
282 | NORTHWOODS DR | 43235-4422 | Active | H152859 | FEBCO | 765 | PVB | 0.750 | 94090 | REAR OF HOME
128 | NORTON AVE | 43228 | Not Required by DOW | 3607715 | WILKINS | 975XLBMS | RP | 1.000 | 102752 | MECH ROOM
1280 | NORTON AVE | 43228 | Removed | L01280REM | WILKINS | 375 | RP | 3.000 | 103045 | REMOVED- MECH ROOM
1280 | NORTON AVE | 43228 | Active | 67548 | AMES | 2000B | DC | 0.750 | 103046 | MECH ROOM
1280 | NORTON AVE | 43228 | Active | 1763341111 | AMES | 3000SS | DCDA | 3.000 | 103048 | MECH ROOM
1280 | NORTON AVE | 43228 | Active | L90865 | WILKINS | 375 | RP | 3.000 | 3607526 | MECH ROOM
1314 | NORTON AVE | 43212 | Active | X32761 | WILKINS | 375A | RP | 4.000 | 3616757 | SOUTH MECHANICAL ROOM BLDG ADDRESS IS 1320 NORTON
1314 | NORTON AVE | 43212 | Active | 4007320 | WILKINS | 950XLD | DC | 0.750 | 3616907 | SOUTH MECHANICAL ROOM 1320 NORTON
1314 | NORTON AVE | 43212 | Active | N45510 | WILKINS | 350DA | DCDA | 6.000 | 3616908 | SOUTH MECHANICAL ROOM
1330 | NORTON AVE | 43212-3125 | Active | ACF2724 | WILKINS | 975XL2 | RP | 1.500 | 3495016 | WEST WALL BY SLAB
1341 | NORTON AVE | 43212-3124 | Removed | HO185REM | CONBRACO | 40203A2 | RP | 0.500 | 54751 | REMOVED - BOILER ROOM BESIDE BOILER
1341 | NORTON AVE | 43212-3124 | Active | 12671 | WILKINS | 375AST | RP | 4.000 | 3632647 | MECHANICAL ROOM WEST SIDE OF BUILDING AT DOMESTIC WATER METER
1341 | NORTON AVE | 43212-3124 | Active | 1072750418 | AMES | 5000SS | RPDA | 6.000 | 3633122 | NW MECHANICAL ROOM
1341 | NORTON AVE | 43212-3124 | Active | 14421 | AMES | 4000B | RP | 0.750 | 3633123 | NW MECHANICAL ROOM
1341 | NORTON AVE | 43212-3124 | Not Required by DOW | 31630 | WATTS | LF919QT | RP | 2.000 | 3633614 | POOL EQUIPMENT ROOM NE SIDE OF BUILDING
1341 | NORTON AVE | 43212-3124 | Not Required by DOW | 4681025 | WILKINS | 975XL | RP | 0.750 | 3650797 | RP ON SPIGOT, SWIMMING POOL MECHANICAL ROOM
105 | NORTON PARK DR | 43213 | Active | 086590 | WATTS | LF009M2QT | RP | 1.500 | 3649559 | HOTBOX SE CORNER OF PARK AT FAIRWAY BLVD AND NORTON PARK DR
350 | NORTON RD | 43228-1731 | Not Required by DOW | H602850 | FEBCO | 765 | PVB | 1.000 | 95229 | NEXT TO BACK DOOR OF BLDG
350 | NORTON RD | 43228-1731 | Active | 114090 | WATTS | 009MW | RP | 1.000 | 3633056 | AFTER DOMESTIC WATER METER
415 | NORTON RD | 43119 | Active | 193684 | WATTS | 009M2QT | RP | 1.000 | 3651699 | CLOSET IN WOMENS ROOM
415 | NORTON RD | 43119 | Not Required by DOW | 228240 | WATTS | 009M2QT | RP | 1.000 | 3652300 | CLOSET IN WOMENS BATHROOM
434 | NORTON RD | 43228-7602 | Not Required by DOW | 142695 | WILKINS | 950 | DC | 2.000 | 63727 | GROUND FLOOR EAST SIDE OF BLDG - ABOVE WATER METER
434 | NORTON RD | 43228-7602 | Not Required by DOW | 142747 | WILKINS | 950 | DC | 2.000 | 63728 | 2ND FLOOR MECH RM - ABOVE WATER HEATERS ON FIRE LINE
434 | NORTON RD | 43228-7602 | Not Required by DOW | 22965 | WATTS | 919ZQT | RP | 0.750 | 63729 | NORTH SIDE OF BASEMENT, IN CEILING UNDER BAPTISIMAL POOL
434 | NORTON RD | 43228-7602 | Active | 116867 | AMES | 4000SS | RP | 3.000 | 88717 | BASEMENT BOILER RM
434 | NORTON RD | 43228-7602 | Not Required by DOW | F0969 | CONBRACO | 4020402 | RP | 0.750 | 89514 | IN BASEMENT BOILER ROOM OF RECTORY
441 | NORTON RD | 43228- | Active | A319883 | WILKINS | 350XL | DC | 0.750 | 90575 | MTR HSE SW NORTON/POSTLE RUN WAY
441 | NORTON RD | 43228- | Active | 1060101203 | WATTS | 774X | DC | 8.000 | 90576 | BUILDING ON LEFT OFF OF NORTON ROAD
441 | NORTON RD | 43228- | Active | 1156661105 | AMES | 4000SS | RP | 3.000 | 90577 | MTR HSE SW NORTON/POSTLE RUN WAY AT WATER METER
441 | NORTON RD | 43228- | Not required by DOW | 2256948 | WILKINS | 975XL2 | RP | 2.000 | 99795 | FRONT ENTRANCE OF SULLIVANT AVE
441 | NORTON RD | 43228- | LPS - Active |  |  |  | LST |  | 3653536 | PUMP ROOM
552 | NORTON RD | 43228-3212 | Active | 457859 | WATTS | LF009M2QT | RP | 0.750 | 3495064 | MTR IS ON S WALL NEXT TO SINK. S/E CORNER
554 | NORTON RD | 43228-3212 | Active | 176879 | WATTS | 009QT | RP | 2.000 | 67202 | MECH ROOM
555 | NORTON RD | 43228- | Active | WH-1663 | AMES | 400 | RP | 8.000 | 3495065 | HOT BOX
620 | NORTON RD | 43228 | Active | B112582 | WILKINS | 375XL | RP | 1.500 | 3621471 | BACK HALLWAY
749 | NORTON RD | 43228- | Active | 1125770301 | AMES | 3000SS | DCDA | 6.000 | 72521 | MAIN METER PIT - 5556 GREEN BROTHERS BLVD
749 | NORTON RD | 43228- | Active | 49420 | WATTS | 007M1PCQT | DC | 0.750 | 100304 | PIT, SOUTH SIDE OF ENTRANCE - 5556 GREEN BROTHERS BLVD
749 | NORTON RD | 43228- | Due Install |  |  |  | RP | 3.000 | 3652375 | PIT, SOUTH SIDE OF ENTRANCE - 5556 GREEN BROTHERS BLVD
881 | NORTON RD | 43228-3217 | Inactive | 19609 | WATTS | 009QT | RP | 1.000 | 74327 | IN BASEMENT BY METER
901 | NORTON RD | 43119-9645 | Active | 105556 | WATTS | LF919QT | RP | 0.750 | 3632421 | STOCKROOM
100 | NORTON RD | 43119-8791 | Active | ABM5676 | WILKINS | 975XL2 | RP | 1.000 | 3495096 | OTHER SIDE OF WALL FROM MTR IN BREAK ROOM
1001 | NORTON RD | 43119-8791 | Active | 11010690721 | AMES | 3000SS | DCDA | 4.000 | 3652253 | SOUTH WALL STOCK ROOM
1001 | NORTON RD | 43119-8791 | Active | 85408 | AMES | 2000B | DC | 0.750 | 3652254 | SOUTH WALL STOCK ROOM
1041 | NORTON RD | 43119-8956 | Active | 43062 | WATTS | 919AQT | RP | 1.000 | 53694 | NEXT TO WATER METER
1090 | NORTON RD | 43228 | Active | 206229 | WATTS | 009M2QT | RP | 2.000 | 3652998 | AT METER IN HOT BOX
1101 | NORTON RD | 43119 | Not Required by DOW | 1039242 | WILKINS | 975 | RP | 0.750 | 53888 | SE MIDDLE METER ROOM
1101 | NORTON RD | 43119 | Active | 1075361 | WILKINS | 975XLBMS | RP | 1.000 | 53889 | SE MIDDLE METER ROOM
1111 | NORTON RD | 43119-8956 | Active | 49454 | WATTS | 009QT | RP | 1.000 | 53955 | LEFT SIDE OF HOUSE
1144 | NORTON RD | 43228 | Active | 191508 | WATTS | 009QT | RP | 2.000 | 54048 | UNDER STAIRS MECH RM MIDDLE OF BLDG
1300 | NORTON RD | 43228-3640 | Active | 79378 | WATTS | 009M1QT | RP | 2.000 | 54593 | BUILDING WATER MAIN, IMMEDIATELY AFTER ENTERING BLDG. MTR IN PIT
1300 | NORTON RD | 43228-3640 | Due Install |  |  |  | DCDA | 8.000 | 3633591
1360 | NORTON RD | 43228- | Due Install |  |  |  | RP | 6.000 | 3639208
1360 | NORTON RD | 43228- | Active | OL-2022 | WATTS | 957 | RP | 3.000 | 3641283 | NORTH WALL MIDDLE
1360 | NORTON RD | 43228- | Active | 58422 | WATTS | 919QT | RP | 0.750 | 3641284 | NORTH WALL MIDDLE - HOT WATER HEATER
1400 | NORTON RD | 43228-3631 | Not Required by DOW | 262218 | WATTS | 909M1QT | RP | 1.500 | 54911 | BY TELEPHONE EQUIPMENT
1400 | NORTON RD | 43228-3631 | Active | 352142 | WATTS | 909M1QT | RP | 0.375 | 54912 | BY TELEPHONE EQUIPMENT
1400 | NORTON RD | 43228-3631 | Due Install |  |  |  | DCDA | 8.000 | 3624483
1771 | NORTON RD | 43119-8321 | Active | 427152 | WATTS | 909QT | RP | 1.000 | 56094 | REAR STOCK ROOM
1771 | NORTON RD | 43119-8321 | Not Required by DOW | 441515 | WATTS | 909QT | RP | 1.000 | 56095 | REAR STOCK ROOM
1771 | NORTON RD | 43119-8321 | Not Required by DOW | 449237 | WATTS | 909QT | RP | 0.750 | 56096 | REAR STOCK ROOM
1795 | NORTON RD | 43119- | Active | 1001577 | WILKINS | 975XLBMS | RP | 2.000 | 56158 | EQUIPMENT ROOM
1795 | NORTON RD | 43119- | Active | 1002111 | WILKINS | 975 | RP | 2.000 | 56159 | EQUIPMENT ROOM
1948 | NORTON RD | 43228 | Active | WC-1700 | AMES | COLT 400 | RP | 4.000 | 3654374 | HOT BOX
1948 | NORTON RD | 43228 | Active | WE-0569 | AMES | COLT 300BF | DCDA | 10.000 | 3654375 | HOT BOX
1948 | NORTON RD | 43228 | Active | 69754 | AMES | 2000BM3 | DC | 0.750 | 3654376 | HOT BOX
1948 | NORTON RD | 43228 | Not Required by DOW | J158144 | FEBCO | 825Y | RP | 1.000 | 3654576 | FIRE PUMP ROOM
1948 | NORTON RD | 43228 | LPS - Active |  |  |  | LST |  | 3657067 | FIRE PUMP - FIRE PUMP ROOM
1954 | NORTON RD | 43228-3629 | Active | 83881 | WATTS | LF919QT | RP | 1.000 | 56738 | SECOND HANGAR NW OF TERMINAL BUILDING. S WALL BEHIND WATER METER
1968 | NORTON RD | 43228-3629 | Active | 207154 | WILKENS | LF007M2QT | RP | 0.750 | 3495105 | WOMENS ROOM HANGER D
1990 | NORTON RD | 43228-3629 | Active | 50191 | WATTS | 009QT | RP | 2.000 | 56883 | HANGAR NE OF JP'S BBQ, SE OUTSIDE DOOR AT WATER METER
2000 | NORTON RD | 43228-3667 | Active | 43170 | WATTS | 009M1QT | RP | 1.500 | 56981 | BASEMENT IN BOILER ROOM ABOVE WATER METER
2000 | NORTON RD | 43228-3667 | Not Required by DOW | 457787 | WATTS | 909QT | RP | 0.750 | 56983 | BOILER ROOM, NEXT TO BOILER IN BASEMENT
2000 | NORTON RD | 43228-3667 | Active | 47668 | WATTS | 009QT | RP | 1.500 | 56984 | BOLTONFIELD TERMINAL--BASEMENT IN BOILER ROOM ABOVE WATER METER
2000 | NORTON RD | 43228-3667 | Not Required by DOW | 486326 | WATTS | 909QT | RP | 0.750 | 56985 | MECH ROOM BASEMENT
2000 | NORTON RD | 43228-3667 | Removed | 456932REM | WATTS | 909 | RP | 1.000 | 3604474 | GENERATOR, BASEMENT BOILER ROOM
2055 | NORTON RD | 43119 | Active | 354323 | WATTS | 909M1QT | RP | 2.000 | 57124 | NEXT TO WATER METER
2900 | NORTON RD | 43123 | NULL | [5 empty] | 3646263
901 | NORTON RD UNIT REAR | 43119-9645 | Inactive | A08406 | WATTS | 009QT | RP | 1.500 | 74489 | CONTROL ROOM & CAR WASH #669
901 | NORTON RD UNIT REAR | 43119-9645 | NULL | [5 empty] | 3495095
103 | NORWAY DR | 43221-1658 | Active | 234081 | WATTS | 800M4QT | PVB | 0.750 | 53683 | FRONT OF HOUSE
1301 | NORWELL DR | 43220-3956 | Active | CB674766 | WILKINS | 720 | PVB | 0.750 | 3495207 | LEFT OF FRONT DOOR
1328 | NORWELL DR | 43220-3957 | Active | T303397 | WILKINS | 720A | PVB | 0.750 | 100672 | FRONT
5123 | NORWICH ST | 43026-1486 | Active | 37824 | WATTS | 009M2QT | RP | 1.500 | 66087 | EAST WALL MECH ROOM
5132 | NORWICH ST | 43026-1442 | Active | 60395 | WATTS | 009M3QT | RP | 0.750 | 66103 | SW BASEMENT AT WATER METER
5132 | NORWICH ST | 43026-1442 | Not Required by DOW | 749658 | WILKINS | 720A | PVB | 1.000 | 66104 | RIGHT REAR Southside
5138 | NORWICH ST | 43026-1442 | Active | 236402 | WATTS | 009QT | RP | 1.000 | 66112 | IN CLOSET WITH OPENING TO CRAWL SPACE
5138 | NORWICH ST | 43026-1442 | Not Required by DOW | A106960 | WILKINS | 720A | PVB | 0.750 | 66113 | LEFT SIDE FROM STREET VIEW
5142 | NORWICH ST | 43026 | Active | 156409 | WATTS | LF009M2QT | RP | 2.000 | 3649574 | METER BUILDING 5142 LB
5142 | NORWICH ST | 43026 | Active | VB-0311 | AMES | COLT 300GV | DCDA | 6.000 | 3649575 | IN METER BLDG AT ENTRANCE 5142 LB
5142 | NORWICH ST | 43026 | Active | 63987 | AMES | 2000BM3 | DC | 0.750 | 3649576 | METER BUILDING AT ENTRANCE 5142 LB
5231 | NORWICH ST | 43026-1444 | Active | 4665172 | WILKINS | 975XL2 | RP | 0.750 | 3495413 | BSMNT UNDER STEPS SY SUMP PUMP AT WATER METER
5265 | NORWICH ST | 43026-1424 | Active | 114251 | FEBCO | 765 | PVB | 0.750 | 66525 | LEFT REAR OF BUILDING
5265 | NORWICH ST | 43026-1424 | Replaced | REP266707 | WILKINS | 975 | RP | 0.750 | 66526 | REPLACED- BASEMENT
5265 | NORWICH ST | 43026-1424 | Active | 595367 | WATTS | 800M4QT | PVB | 1.000 | 66527 | LEFT FRONT OF BUILDING
5265 | NORWICH ST | 43026-1424 | Active | 4075218 | WILKINS | 975 | RP | 0.750 | 3611656 | BASEMENT
5321 | NORWICH ST | 43026-1426 | NULL | [5 empty] | 3495426
2909 | NORWOOD ST | 43224-4237 | Active | t257837 | wilkins | 720A | PVB | 0.750 | 92049 | BACK OF HOUSE
5000 | NOTTING HILL DR | 43054 | Active | 363535 | WATTS | 800M4FR | PVB | 0.750 | 102474 | LEFT SIDE OF HOUSE
5051 | NOTTING HILL DR | 43054-7901 | Active | T042173 | WILKINS | 720A | PVB | 0.750 | 101503 | RIGHT SIDE OF HOUSE
5059 | NOTTING HILL DR | 43054-7901 | Active | G246850 | WILKINS | 720A | PVB | 0.750 | 99180 | LEFT SIDE
5075 | NOTTING HILL DR | 43054 | Active | T065427 | WILKINS | 720A | PVB | 1.000 | 100147 | RIGHT SIDE OF HOUSE
5078 | NOTTING HILL DR | 43054 | Active | T065371 | WILKINS | 720A | PVB | 1.000 | 100525 | LEFT SIDE OF HOUSE
7724 | NOTTINGHAM BL | 43054 | Active | T295049 | WILKINS | 720A | PVB | 0.750 | 3638296 | RIGHT SIDE
7706 | NOTTINGHAM BLVD | 43054 | Active | CAA36868 | WILKINS | 720A | PVB | 0.750 | 3648857 | RIGHT CENTER
7712 | NOTTINGHAM BLVD | 43054 | Active | CAA46502 | WILKINS | 720A | PVB | 0.750 | 3651858 | LEFT SIDE
7715 | NOTTINGHAM BLVD | 43054 | Active | T363974 | WILKINS | 720 | PVB | 0.750 | 3635371 | RIGHT SIDE OF HOUSE
7718 | NOTTINGHAM BLVD | 43054 | Active | CB556078 | WILKINS | 720A | PVB | 0.750 | 3639173 | LEFT SIDE OF HOME
6100 | NOTTINGHAM LOOP | 43054 | Active | 70155 | WATTS | 919QT | RP | 1.000 | 3646518 | MECH ROOM OF CLUBHOUSE
6100 | NOTTINGHAM LOOP | 43054 | Not Required by DOW | CB597660 | WILKINS | 720A | PVB | 0.750 | 3647014
6110 | NOTTINGHAM LOOP | 43054 | Active | T345589 | WILKINS | 720A | PVB | 0.750 | 3646123
6116 | NOTTINGHAM LOOP | 43054 | Active | T337789 | WILKINS | 720A | PVB | 0.750 | 3646767
6122 | NOTTINGHAM LOOP | 43054 | Active | T294697 | WILKINS | 720A | PVB | 0.750 | 3641277
6128 | NOTTINGHAM LOOP | 43054 | Active | CB547427 | WILKINS | 720A | PVB | 0.750 | 3641274
6134 | NOTTINGHAM LOOP | 43054 | Active | T337744 | WILKINS | 720A | PVB | 0.750 | 3646379 | LEFT CENTER
6140 | NOTTINGHAM LOOP | 43054 | Active | T415309 | WILKINS | 720A | PVB | 0.750 | 3651240 | LEFT CENTER BEHIND GARAGE
6146 | NOTTINGHAM LOOP | 43054 | Active | T441311 | WILKINS | 720 | PVB | 0.750 | 3651674 | LEFT SIDE OF HOUSE
6152 | NOTTINGHAM LOOP | 43054 | Active | CAA46454 | WILKINS | 720A | PVB | 0.750 | 3651147 | LEFT SIDE OF HOUSE
2291 | NOTTINGHAM RD | 43221-1225 | Active | 54963 | FEBCO | 765 | PVB | 1.000 | 57869 | EAST SIDE OF HOUSE
2820 | NOTTINGHAM RD | 43221-1133 | Active | 95844 | WATTS | LF919QT | RP | 0.750 | 3495853
4088 | NOTTINGHILL GATE RD | 43220-3941 | Active | 02443 | FEBCO | 765 | PVB | 1.000 | 62856 | NORTH SIDE OF HOUSE
4154 | NOTTINGHILL GATE RD | 43220-3943 | Active | CB082908 | WILKINS | 720A | PVB | 0.750 | 3495861 | BACK OF HOUSE
4167 | NOTTINGHILL GATE RD | 43220-3942 | Active | T076991 | WILKINS | 720A | PVB | 0.750 | 63133 | Left Side of House
4175 | NOTTINGHILL GATE RD | 43220-3942 | Active | 732666 | WILKINS | 720A | PVB | 0.750 | 94093 | RIGHT SIDE
4176 | NOTTINGHILL GATE RD | 43220-3943 | Active | 228560 | WILKINS | 720A | PVB | 0.750 | 63160 | BACK OF HOUSE
4676 | NUGENT DR | 43220-3050 | Active | EAF6666 | WILKINS | 720A | PVB | 0.750 | 3372827
4760 | NUGENT DR | 43220-2953 | Active | 779189 | WILKINS | 720A | PVB | 2.000 | 64973 | RT SIDE OF 4760 NUGENT
160 | NURSERY LN | 43206-3579 | Not Required by DOW |  |  |  | RP |  | 3495911 | AT METER
835 | NUTHATCH WAY | 43235-1480 | Active | 251606 | WATTS | LF009M2QT | RP | 1.000 | 73753 | BACK OF HOUSE
1291 | NW ARLINGTON AVE | 43212-3202 | Active | G204778 | WILKINS | 720A | PVB | 0.750 | 93030 | FRONT OF HOUSE
1427 | NW ARLINGTON AVE | 43212-3203 | Active | G246099 | WILKINS | 720A | PVB | 0.750 | 99154 | LEFT SIDE OF HOUSE
1449 | NW ARLINGTON AVE | 43212-3203 | Active | CB388431 | WILKINS | 720A | PVB | 0.750 | 3357054 | LEFT FRONT
1489 | NW ARLINGTON AVE | 43212-2707 | Active | EAG2984 | WILKINS | 720A | PVB | 0.750 | 55135 | OUTSIDE
1490 | NW ARLINGTON AVE | 43212-2708 | Active | 292789 | WATTS | 800M4FR | PVB | 0.750 | 101791 | OUTSIDE NW CORNER OF MAIN HOUSE
1538 | NW ARLINGTON AVE | 43212-2710 | Active | T417736 | WILKINS | 720A | PVB | 0.750 | 3357057
1564 | NW ARLINGTON AVE | 43212-2710 | Active | CB443253 | WILKINS | 720 | PVB | 0.750 | 3357060 | LEFT SIDE OF HOUSE
1653 | NW ARLINGTON AVE | 43212-1917 | Active | EAF4504 | WILKINS | 720A | PVB | 0.750 | 3357073 | FRIBT RIGHT SIDE OF HOUSE
1663 | NW ARLINGTON AVE | 43212-1917 | Active | H527275 | FEBCO | 765 | PVB | 0.750 | 97764 | right side of house
1685 | NW ARLINGTON AVE | 43212-1919 | Active | G205058 | WILKINS | 720A | PVB | 0.750 | 93029 | RIGHT SIDE OF HOUSE
1695 | NW ARLINGTON AVE | 43212-1919 | Active | T387032 | WILKINS | 720A | PVB | 0.750 | 3356914 | LEFT FRONT
1700 | NW ARLINGTON AVE | 43212-1918 | Active | CB079940 | WILKINS | 720 | PVB | 0.750 | 3357077 | Left side
1730 | NW ARLINGTON AVE | 43212-1920 | Active | DJ7090 | FEBCO | 765 | PVB | 0.750 | 55986 | OUTSIDE
1740 | NW ARLINGTON AVE | 43212-1920 | Active | CB075281 | WILKINS | 720A | PVB | 0.750 | 89629 | BACK OF HOUSE
1760 | NW ARLINGTON AVE | 43212-1920 | Active | T225144 | WILKINS | 720A | PVB | 0.750 | 56067 | LEFT SIDE OF HOUSE
1775 | NW ARLINGTON AVE | 43212-1921 | Active | G242425 | WILKINS | 720A | PVB | 0.750 | 97130 | LEFT SIDE OF FRONT DOOR
1811 | NW ARLINGTON AVE | 43212-1993 | Replaced | REP279089 | WATTS | 800M4QT | PVB | 0.750 | 56283 | REPLACED- OUTSIDE, SOUTH SIDE OF HOUSE
1864 | NW ARLINGTON AVE | 43212-1923 | Active | 874841 | WILKINS | 720A | PVB | 0.750 | 92196 | FRONT OF HOUSE
1901 | NW ARLINGTON AVE | 43212 | Active | A02449 | WATTS | 009M2PCQT | RP | 1.500 | 91059 | MECH ROOM @ WATER METER
1922 | NW ARLINGTON AVE | 43212-1038 | Active | H743005 | FEBCO | 765 | PVB | 0.750 | 3357092 | SOUTH SIDE OF HOUSE
1931 | NW ARLINGTON AVE | 43212-1066 | Active | T084852 | WILKINS | 720A | PVB | 0.750 | 102134 | REAR OF HOUSE
1975 | NW ARLINGTON AVE | 43212-1039 | Active | 809555 | WILKINS | 720A | PVB | 1.000 | 56819 | FRONT LEFT OF FRONT DOOR
2012 | NW ARLINGTON AVE | 43212-1070 | Active | 238817 | WILKINS | 420 | PVB | 1.000 | 57024 | FRONT OF HOUSE
2064 | NW ARLINGTON AVE | 43221-4312 | Active | 5020442 | WILKINS | 975XL2 | RP | 1.000 | 3357105 | IN BSMNT THRU 2064 AT WATER METER
2066 | NW ARLINGTON AVE | 43221-4312 | Active | 5018926 | WILKINS | 975XL2 | RP | 0.750 | 3357106 | IN BSMNT THRU 2064 AT WATER METER
2068 | NW ARLINGTON AVE | 43221-4312 | Active | 5009194 | WILKINS | 975XL2 | RP | 0.750 | 3357108 | BSMNT THRU 2068 AT WATER METER
2121 | NW ARLINGTON AVE | 43221-4339 | Active | 4238803 | WILKINS | 975XL2 | RP | 0.750 | 57379 | BOILER ROOM OVER BOILER
2130 | NW ARLINGTON AVE | 43221-4314 | Due Install |  |  |  | RP | 1.500 | 3357114 | BASEMENT SPRINKLER ROOM
2130 | NW ARLINGTON AVE | 43221-4314 | Due Install |  |  |  | RPDA | 4.000 | 3658263 | BASEMENT SPRINKLER ROOM
2141 | NW ARLINGTON AVE | 43221-4225 | Active | CB2215327 | WILKINS | 720A | PVB | 1.000 | 87188 | RIGHT RIGHT FRONT
2208 | NW ARLINGTON AVE | 43221-4248 | Active | T240286 | WILKINS | 720A | PVB | 0.750 | 3357124 | TEWKSBURY SIDE OF BUILDING
2208 | NW ARLINGTON AVE | 43221-4248 | Due Install |  |  |  | RP | 1.000 | 3653629 | at water meter
2253 | NW ARLINGTON AVE | 43221-4229 | Active | BB3276 | FEBCO | 765 | PVB | 0.750 | 3357132 | RIGHT SIDE OF HOUSE
2259 | NW ARLINGTON AVE | 43221-4229 | Active | CB43215 | WILKINS | 720 | PVB | 0.750 | 3357133 | FRONT OF HOUSE
2279 | NW ARLINGTON AVE | 43221-4249 | Active | 631385 | WATTS | 800QT | PVB | 1.000 | 89630 | FRONT OF HOUSE
2315 | NW ARLINGTON AVE | 43221-3748 | Active | T239823 | WILKINS | 720 | PVB | 0.750 | 3357138 | RIGHT SIDE OF HOUSE
2318 | NW ARLINGTON AVE | 43221-3749 | Active | T055357 | WILKINS | 720A | PVB | 1.000 | 103093 | FRONT
2319 | NW ARLINGTON AVE | 43221-3748 | Active | H024330 | FEBCO | 765 | PVB | 0.750 | 101567 | RIGHT SIDE OF HOUSE BEHIND CEDAR FENCE
2328 | NW ARLINGTON AVE | 43221-3749 | Active | H817055 | FEBCO | 765 | PVB | 1.000 | 89631 | FRONT OF HOUSE
2342 | NW ARLINGTON AVE | 43221-3749 | Replaced | REP629731 | RAINBIRD | AC4000 | DC | 0.750 | 89632 | REPLACED- LEFT SIDE OF HOUSE
2342 | NW ARLINGTON AVE | 43221-3749 | Active | T252105 | WILKINS | 720A | PVB | 1.000 | 3609930 | LEFT SIDE OF HOUSE
2376 | NW ARLINGTON AVE | 43221-3767 | Active | 103246 | WATTS | 800QT | PVB | 0.750 | 58113 | FRONT CENTER OF HOUSE
2384 | NW ARLINGTON AVE | 43221-3751 | Active | 229825 | WATTS | 009M3QT | RP | 0.750 | 96906 | LEFT MIDDLE
2390 | NW ARLINGTON AVE | 43221-3751 | Active | 22304 | WATTS | 800M4QT | PVB | 0.750 | 89633 | FRONT LEFT
2408 | NW ARLINGTON AVE | 43221-3751 | Active | T477181 | WILKINS | 720A | PVB | 0.750 | 3357148 | LEFT SIDE
1631 | NW PROFESSIONAL PLZ | 43220-3866 | Active | 084705 | WATTS | LF009M2QT | RP | 1.500 | 3510674 | BSMNT NE AT WATER METER
1651 | NW PROFESSIONAL PLZ | 43220-3866 | Not Required by DOW | 214531 | WATTS | LF009M2QT | RP | 1.000 | 98206 | BSMNT E MECH AREA AT DEDUCT METR
1651 | NW PROFESSIONAL PLZ | 43220-3866 | Removed | 09371REM | WATTS | 919QT | RP | 1.250 | 99443 | BASEMENT MECHANIC ROOM
1651 | NW PROFESSIONAL PLZ | 43220-3866 | Not Required by DOW | EM15 | FEBCO | 765 | PVB | 1.000 | 101102 | WEST SIDE OF BUILDING
1651 | NW PROFESSIONAL PLZ | 43220-3866 | Active | 089332 | WATTS | LF009M2QT | RP | 1.500 | 3630254 | BSMNT E MECH/METER AREA ROOM AT WATER METER
1691 | NW PROFESSIONAL PLZ | 43220-3866 | Not Required by DOW | 14293 | WATTS | 919QT | RP | 1.500 | 55846 | IN PUMP ROOM
1691 | NW PROFESSIONAL PLZ | 43220-3866 | Not Required by DOW | 14292 | WATTS | 919QT | RP | 1.500 | 55847 | MECHANICAL ROOM LOWER LEVEL--CHILLER #3
1691 | NW PROFESSIONAL PLZ | 43220-3866 | Active | W29E102 | WILKINS | 975XL | RP | 1.000 | 55849 | LOWER LEVEL MECHANICAL ROOM FOR COOLING TOWERS
1691 | NW PROFESSIONAL PLZ | 43220-3866 | Active | 193439 | WATTS | 909 | RP | 3.000 | 100685 | MECH ROOM LOWER BASEMENT
1660 | NW PROFESSIONAL PLZ UNIT A | 43220-3854 | Active | ALA50453 | WILKINS | 975XL3 | RP | 0.750 | 3510675 | UTIL ROOM IS OUTSIDE DOOR OFF OF OUTSIDE HALL LEADING TO COURTYARD. LEFT OF SUIT
6800 | OAK CREEK DR | 43229-1501 | Active | 30249 | AMES | 3000SS | DCDA | 6.000 | 70714 | N END OF GARAGE/DOCK AREA BY GAS MTR/LINE
6800 | OAK CREEK DR | 43229-1501 | Active | 587618 | WILKINS | 975 | RP | 2.000 | 70715 | NW CORNER N END OF GARAGE/DOCK AREA AT WATER METER
6800 | OAK CREEK DR | 43229-1501 | Active | 86074 | WATTS | 007QT | DC | 0.750 | 70716 | N END OF GARAGE/DOCK AREA
6810 | OAK CREEK DR | 43229-1501 | Active | 3019811 | WILKINS | 975XLBMS | RP | 2.000 | 96665 | WATER METER MECH ROOM NW CORNER
6865 | OAK CREEK DR | 43229-1501 | Active | 18475 | WATTS | 009QT | RP | 1.500 | 70856 | LOWER LEVEL MECHANICAL ROOM NW
6865 | OAK CREEK DR | 43229-1501 | Not Required by DOW | 68228 | WATTS | 009QT | RP | 0.500 | 70857 | LOWER LEVEL MECHANICAL ROOM N.W. CORNER
1631 | OAK HILL RD | 43220-3848 | Active | G086209 | WILKINS | 720A | PVB | 0.750 | 94143 | LEFT SIDE
1681 | OAK HILL RD | 43220-3848 | Active | G242134 | WILKINS | 720A | PVB | 0.750 | 100936 | RIGHT SIDE OF HOUSE
7959 | OAK MEADOW DR | 43016 | Active | CB154062 | WILKINS | 720A | PVB | 0.750 | 3611780 | LEFT FRONT
8001 | OAK MEADOW DR | 43016-6715 | Not Required by DOW | 674862 | WATTS | 800QT | PVB | 1.000 | 97412 | MECH ROOM INSIDE LEFT OF FIREPLACE
8001 | OAK MEADOW DR | 43016-6715 | Active | 10086 | WATTS | 919AQT | RP | 1.500 | 98595 | MECHANICAL ROOM INSIDE LEFT OF FIREPLACE
8001 | OAK MEADOW DR | 43016-6715 | Active | 61523 | AMES | 2000B | DC | 0.750 | 99198 | SPRINKLER ROOM INSIDE RIGHT OF FIREPLACE
8001 | OAK MEADOW DR | 43016-6715 | Active | 66062 | AMES | 3000SS | DCDA | 4.000 | 99199 | SPRINKLER ROOM INSIDE RIGHT OF FIREPLACE
8007 | OAK MEADOW DR | 43016 | Active | T361345 | WILKINS | 720A | PVB | 0.750 | 102911 | LEFT FRONT
8011 | OAK MEADOW DR | 43016 | Active | Hb36991 | FEBCO | 765 | PVB | 0.750 | 3608292 | LEFT FRONT
8019 | OAK MEADOW DR | 43016 | Active | T271883 | WILKINS | 720A | PVB | 0.750 | 3620084 | Right Front
8035 | OAK MEADOW DR | 43016 | Active | eab1372 | WILKINS | 720A | PVB | 0.750 | 3615336 | LEFT FRONT
8040 | OAK MEADOW DR | 43016 | Active | CB113638 | Wilkins | 720A | PVB | 0.750 | 3606257 | LEFT FRONT BEHIND GAS MTR
8051 | OAK MEADOW DR | 43016 | Active | t411150 | WILKINS | 720A | PVB | 0.750 | 99353 | LEFT SIDE OF HOUSE CENTER
8059 | OAK MEADOW DR | 43016 | Active | CB113672 | WILKINS | 720A | PVB | 0.750 | 3611732 | Left Middle
8064 | OAK MEADOW DR | 43016-6811 | Active | F006146 | WILKINS | 720A | PVB | 0.750 | 97822 | LEFT SIDE OF HOUSE FROM STREET (WEST)
8067 | OAK MEADOW DR | 43016-6715 | Active | T434993 | WILKINS | 720A | PVB | 0.750 | 98211 | RIGHT SIDE OF HOUSE FROM STREET (WEST)
3245 | OAK SPRING RD | 43219-3067 | Active | 229391 | WILKINS | 975 | RP | 1.000 | 60282 | SOUTH MECHANCIAL ROOM, Mifflin H.S.
3245 | OAK SPRING RD | 43219-3067 | Removed | 229442REM | WILKINS | 975 | RP | 1.000 | 60283 | BOILER ROOM, Mifflin H.S.
3245 | OAK SPRING RD | 43219-3067 | Replaced | REP130867 | WATTS | 009M2QT | RP | 1.500 | 99519 | REPLACED- INSIDE GATE AT ENTRANCE TO FOOTBALL STADIUM (SOUTH END)
3245 | OAK SPRING RD | 43219-3067 | Active | ama04468 | WILKINS | 975XL | RP | 1.500 | 3351167 | INSIDE GATE AT ENTRANCE TO FOOTBALL STADIUM (SOUTH END)
3245 | OAK SPRING RD | 43219-3067 | Due Install |  |  |  | RP | 6.000 | 3629887
3096 | OAK SPRING ST | 43219-3019 | Active | 58779 | WATTS | 800QT | DC | 0.750 | 59953 | IN BASEMENT--UTILITY ROOM
3230 | OAK SPRING ST | 43219-3021 | Active | 14097 | AMES | 2000B | DC | 1.000 | 60235 | STORAGE ROOM
177 | OAK ST | 43235-6448 | Active | W208436 | WILKINS | 975XLBMS | RP | 1.500 | 88041 | NE MECH/WATER ROOM - OUTSIDE DR
225 | OAK ST | 43235 | Active | 59252 | WATTS | 919 | RP | 0.750 | 3649077 | MECH ROOM AT METER
365 | OAK ST | 43215- | Active | 253479 | WATTS | 009QT | RP | 1.000 | 61367 | BICYCLE STORAGE
409 | OAK ST | 43215-3960 | Active | 1328780521 | AMES | 4000SSS | RP | 4.000 | 3496004 | METER ROOM N/W INSIDE
409 | OAK ST | 43215-3960 | Active | 198305 0120 | AMES | 3000SS | DCDA | 6.000 | 3647124 | METER ROOM N/W INSIDE
409 | OAK ST | 43215-3960 | Active | 29923 | AMES | 007M1-QT | DC | 0.750 | 3647125 | METER ROOM N/W INSIDE
409 | OAK ST | 43215-3960 | LPS - Active |  |  |  | LPC |  | 3648382 | DOMESTIC PUMP - 1ST FLOOR METER ROOM
734 | OAK ST | 43205-1012 | Active | B164976 | WILKINS | 375XL | RP | 1.500 | 3496023 | AT WATER METER
754 | OAK ST | 43205-1062 | Active | 352736 | WILKINS | 975 | RP | 1.000 | 72199 | MECHANICAL ROOM ABOVE BOILER
891 | OAK ST | 43205-1141 | Active | 31221 | WATTS | 919QT | RP | 0.750 | 74403 | BASEMENT BY METER
902 | OAK ST | 43205- | Removed | REM723488 | WATTS | 800M4FR | PVB | 0.750 | 74498 | 80 S 18TH ST, EAST SIDE OF BUILDING
902 | OAK ST | 43205- | In Review |  |  |  | RP |  | 3636699
112 | OAK ST | 43205 | Active | B258373 | WILKINS | 375-XL | RP | 1.500 | 3638168 | HOTBOX OFF SIDEWALK
1186 | OAK ST | 43205-1416 | Due Install |  |  |  | RP |  | 3496113
1236 | OAK ST | 43205-1418 | NULL | [5 empty] | 3496121
1240 | OAK ST | 43205 | Active | 4973563 | WILKINS | 975 | RP | 2.000 | 3654424 | AT METER
1288 | OAK ST | 43205- | Active | 117673 | WATTS | 009M2QT | RP | 1.500 | 3648743 | HOT BOX
1291 | OAK ST | 43205-2012 | Active | ALA23048 | WILKINS | 975XL | RP | 0.750 | 3496125 | AT METER
1305 | OAK ST | 43205 | Active | TK-1044 | AMES | COLT 400 | RP | 3.000 | 3648257 | MECH ROOM
1305 | OAK ST | 43205 | Active | UA-1027 | AMES | COLT-300GV | DCDA | 6.000 | 3648258 | MECH ROOM - FIRE RISER
1305 | OAK ST | 43205 | Active | 59827 | AMES | 2000BM3 | DC | 0.750 | 3648259 | MECH ROOM - FIRE RISER SYSTEM BYPASS
1536 | OAK ST | 43205 | [6 empty] | 3657805
1610 | OAK ST | 43205-2142 | Active | 278082 | WATTS | LF009M2QT | RP | 1.000 | 3653803 | HOTBOX WEST OF BLDG 1624
1632 | OAK ST | 43205 | Active | L148830 | WILKINS | 375 | RP | 3.000 | 3650053 | SPRINKLER ROOM NORTHEAST CORNER
1632 | OAK ST | 43205 | Active | 1103351 | AMES | 3000SS | DCDA | 6.000 | 3650054 | SPRINKLER ROOM NORTHEAST CORNER
1632 | OAK ST | 43205 | Active | 32757 | WATTS | 007M1QT | DC | 0.750 | 3650055 | SPRINKLER ROOM NORTHEAST CORNER
892 | OAK ST UNIT A | 43205-1140 | Active | 11646 | WATTS | 919QT | RP | 1.500 | 99843 | IN BASEMENT, ON EAST WALL ABOUT 1/2 WAY BACK
158 | OAK ST UNIT WATR | 43205 | Active | YJ-0942 | WATTS | 957 | RP | 4.000 | 3658572
1589 | OAK ST UNIT WATR | 43205 | Active | 11068031224 | AMES | 3000SS | DCDA | 6.000 | 3658574
1589 | OAK ST UNIT WATR | 43205 | Active | 34543 | WATTS | 007MI-QT | DC | 0.750 | 3658575
7189 | OAK VIEW S AVE | 43016 | Active | CB072581 | WILKINS | 720A | PVB | 0.750 | 3604157 | RIGHT FRONT
4313 | OAK WOOD CT | 43016 | Active | T055352 | WILKINS | 720A | PVB | 1.000 | 101333 | RIGHT OF FRONT DOOR
4316 | OAK WOOD CT | 43016 | Active | G245715 | WILKINS | 720A | PVB | 0.750 | 99821 | LEFT SIDE FRONT CORNER
4321 | OAK WOOD CT | 43016-7344 | Active | CB686631 | WILKINS | 720A | PVB | 0.750 | 97250 | RIGHT FRONT
4324 | OAK WOOD CT | 43016 | Active | 332046 | WATTS | 800M4QT | PVB | 0.750 | 99946 | LEFT CORNER OF HOUSE
4332 | OAK WOOD CT | 43016-7344 | Active | G208241 | WILKINS | 720A | PVB | 0.750 | 92396 | LEFT SIDE
4337 | OAK WOOD CT | 43016-7344 | Active | G204819 | WILKINS | 720A | PVB | 0.750 | 92261 | RIGHT SIDE OF HOUSE
4345 | OAK WOOD CT | 43016-7344 | Active | H516693 | FEBCO | 765 | PVB | 0.750 | 95724 | RIGHT SIDE OF HOUSE
4348 | OAK WOOD CT | 43016-7344 | Active | G245472 | WILKINS | 720A | PVB | 0.750 | 98703 | LEFT HAND SIDE
4353 | OAK WOOD CT | 43016-7344 | Active | G044073 | WILKINS | 720A | PVB | 0.750 | 91577 | RIGHT SIDE
4356 | OAK WOOD CT | 43016-7344 | Active | G104651 | WILKINS | 720A | PVB | 0.750 | 96958 | LEFT CENTER
3300 | OAKBEND BLVD | 43110- | Due Install |  |  |  | RP | 6.000 | 3496432
6745 | OAKFAIR AVE | 43235-2734 | Active | 248697 | WATTS | 800M4QT | PVB | 1.000 | 70582 | LEFT OF FRONT PORCH
6826 | OAKFAIR AVE | 43235-2735 | Active | 325100 | WATTS | 800QT | PVB | 1.000 | 70775 | FRONT OF HOUSE LEFT FRONT DOOR
6855 | OAKFAIR AVE | 43235-2734 | Active | 181283 | WILKINS | 420 | PVB | 1.000 | 70842 | LEFT SIDE OF HOUSE
6882 | OAKFAIR AVE | 43235-2735 | Active | T603996 | WILKINS | 720A | PVB | 1.000 | 70881 | LEFT FRONT
7653 | OAKHURST LN | 43235-1642 | Active | 432426 | WATTS | 800M4QT | PVB | 1.000 | 72430 | FRONT, UNDER WINDOW
3267 | OAKLAND HILLS DR | 43147-9814 | Active | 556347 | WATTS | 800M4QT | PVB | 1.000 | 60340 | LEFT SIDE OF HOUSE
56 | OAKLAND PARK AVE | 43214-4120 | Active | CB987022 | WILKINS | 720A | PVB | 1.000 | 94144 | RIGHT SIDE OF FRONT PORCH
22 | OAKLAND PARK AVE | 43214-4122 | Active | 817413 | WILKINS | 720A | PVB | 0.750 | 57830 | RR OF HSE
585 | OAKLAND PARK AVE | 43214-4127 | Active | ACJ9972 | WILKINS | 975XL2 | RP | 1.500 | 3496929 | WATER METER IN PARTS DEPARTMENT
596 | OAKLAND PARK AVE | 43214-4128 | Active | 4625359 | WILKINS | 975 | RP | 2.000 | 68407 | 595 OAKLAND PARK, MECHANICAL ROOM AT METER
600 | OAKLAND PARK AVE | 43214-4128 | Not Required by DOW | 120143 | WATTS | 009M3QT | RP | 0.750 | 89943 | BASEMENT
600 | OAKLAND PARK AVE | 43214-4128 | Active | 18715 | WATTS | LF919QT | RP | 1.500 | 3607386 | BASEMENT
609 | OAKLAND PARK AVE | 43214-4127 | Active | 3845765 | WILKINS | 975XL2 | RP | 1.500 | 104176 | AFTER METER UTILITY ROOM
620 | OAKLAND PARK AVE | 43214-4128 | Active | 9495 | WATTS | 009QT | RP | 1.500 | 69349 | JANITORS CLOSET AT WATER METER - MECH ROOM
620 | OAKLAND PARK AVE | 43214-4128 | Due Install |  |  |  | DCDA | 6.000 | 3626838 | IN PIT SOUTHEAST SIDE OF 640 PARKING GARAGE BY RAILROAD TRACKS
620 | OAKLAND PARK AVE | 43214-4128 | Due Install |  |  |  | RP | 1.500 | 3641375
629 | OAKLAND PARK AVE | 43214-4127 | Active | 274588 | WATTS | 009M3QT | RP | 0.750 | 92937 | BASEMENT
640 | OAKLAND PARK AVE | 43214- | Active | 1828680614 | AMES | 3000 | DCDA | 4.000 | 3496931 | SW CORNER OF PARKING GARAGE
640 | OAKLAND PARK AVE | 43214- | Active | 55583 | WATTS | LF919QT | RP | 0.750 | 3608142 | SW CORNER OF PARKING GARAGE
640 | OAKLAND PARK AVE | 43214- | Active | 72571 | AMES | 2000B | DC | 0.750 | 3626843 | SW CORNER OF PARKING GARAGE
681 | OAKLAND PARK AVE | 43224- | Active | A25340 | WATTS | 009M2QT | RP | 1.000 | 91207 | IN WOMENS RESTROOM BY METER - BUILDING 679
683 | OAKLAND PARK AVE | 43224-3936 | Active | 32478 | WATTS | 009M1QT | RP | 1.500 | 70779 | INSIDE GARAGE NORTH END
683 | OAKLAND PARK AVE | 43224-3936 | Active | TA-1305 | AMES |  | DCDA | 6.000 | 3635143
683 | OAKLAND PARK AVE | 43224-3936 | Active | 54843 | AMES | 2000BM3 | DC | 0.750 | 3646026
866 | OAKLAND PARK AVE | 43224-3258 | Removed | 12442 | WATTS | 007M2QT | DC | 0.750 | 3496959 | AFTER DOMESTIC WATER METER
866 | OAKLAND PARK AVE | 43224-3258 | Active | 89068 | WATTS | LF919QT | RP | 0.750 | 3635890 | IN SEATING AREA IN WALL
868 | OAKLAND PARK AVE | 43224-3258 | Due Install |  |  |  | RP |  | 3496960
890 | OAKLAND PARK AVE | 43224-3258 | Active | 4811456 | WILKINS | 975 | RP | 0.750 | 3496965 | MECH ROOM WEST WALL
910 | OAKLAND PARK AVE | 43224- | Active | 280256 | WATTS | 909M1QT | RP | 1.500 | 74545 | INSIDE BY WATER METER
960 | OAKLAND PARK AVE | 43224-3310 | Active | ALA22154 | WILKINS | 975XL | RP | 0.750 | 3496979
968 | OAKLAND PARK AVE | 43224- | Active | 333192 | WATTS | 1013 | RP | 0.750 | 3496982 | UTILITY CLOSET
970 | OAKLAND PARK AVE | 43224-3310 | Active | 133323 | WATTS | LF009M3QT | RP | 0.750 | 3496981 | AT METER
115 | OAKLAND PARK AVE | 43224- | Active | ABS5359 | WILKINS | 975XL2 | RP | 1.000 | 3497021 | NE CORNER BUILDING
1230 | OAKLAND PARK AVE | 43224-3320 | Due Install |  |  |  | RP | 1.500 | 3497033 | NE MECH/BOILER ROOM AT WATER METER
1326 | OAKLAND PARK AVE | 43224-3538 | Removed | 58998REM | WATTS | 009QT | RP | 1.000 | 54692 | MECHANICAL ROOM -- OFFICE
1326 | OAKLAND PARK AVE | 43224-3538 | Active | 4995504 | WILKINS | 975XL2 | RP | 1.000 | 3657293 | MECHANICAL ROOM/KITCHEN
1360 | OAKLAND PARK AVE | 43224-3507 | Active | 4665169 | WILKINS | 975XL | RP | 0.750 | 3497051 | MID S MECH/UTLTY AREA AT WATER METER
1366 | OAKLAND PARK AVE | 43224-3507 | Active | B316155 | WILKINS | 375 | RP | 0.750 | 3497052 | NEXT TO METER
1401 | OAKLAND PARK AVE | 43224-3508 | Active | ALA52606 | WILKINS | 975XL3 | RP | 0.750 | 3497054 | OFFICE AREA
1408 | OAKLAND PARK AVE | 43224-3507 | Not Required by DOW |  |  |  | RP |  | 3497055
1414 | OAKLAND PARK AVE | 43224 | Active | 35079 | WATTS | 919ZQT | RP | 1.000 | 101192 | METER ROOM
1436 | OAKLAND PARK AVE | 43224- | Inactive | 72455 | WATTS | 009QT | RP | 0.750 | 55023 | 0 USE 6/3/15 CAG. IN BOILER ROOM AT METER
1449 | OAKLAND PARK AVE | 43224-3509 | Active | 3914270 | WILKINS | 975XL2 | RP | 1.000 | 3497061 | MECHANICAL ROOM
1449 | OAKLAND PARK AVE | 43224-3509 | Not Required by DOW | 3927592 | WILKINS | 975XL2 | RP | 1.000 | 3606339 | MECHANICAL ROOM
1465 | OAKLAND PARK AVE | 43224-3509 | Removed | A09295 | WILKINS | 975 | RP | 1.000 | 55088 | BACK STORAGE AREA
1465 | OAKLAND PARK AVE | 43224-3509 | Removed | HA1034 | AMES | MAXIM 300GV | DCDA | 4.000 | 93230 | WATER ROOM
1465 | OAKLAND PARK AVE | 43224-3509 | Removed | 08246 | AMES | 2000BM3 | DC | 0.750 | 93231 | WATER ROOM
1465 | OAKLAND PARK AVE | 43224-3509 | Active | UG-2570 | WATTS | 957 | RP | 3.000 | 3648480 | BSMT NORTH WALL IN METER ROOM
1465 | OAKLAND PARK AVE | 43224-3509 | Not Required by DOW | UG-2514 | WATTS | 957 | RP | 3.000 | 3648876 | RM 001
1465 | OAKLAND PARK AVE | 43224-3509 | Active | HC38698 | WILKINS | 975XLD | DC | 0.750 | 3648927 | BASEMENT RISER ROOM
1465 | OAKLAND PARK AVE | 43224-3509 | Active | 20081B | WILKINS | 350ASTDA | DCDA | 6.000 | 3648928 | BASEMENT RISER ROOM
1486 | OAKLAND PARK AVE | 43224-3507 | Active | 77964 | WATTS | 009M3 | RP | 0.750 | 3497063 | IN BATHROOM NORTHWEST CORNER
1614 | OAKLAND PARK AVE | 43224-3552 | Due Install |  |  |  | RP | 1.000 | 3497091 | METER BASEMENT SOUTHWEST CORNER
1628 | OAKLAND PARK AVE | 43224-3552 | Due Install |  |  |  | RP | 3.000 | 3496748
1628 | OAKLAND PARK AVE | 43224-3552 | Active | 85094 | WATTS | LF919QT | RP | 0.750 | 3646598 | BOILER ROOM OF SCHOOL
1871 | OAKLAND PARK AVE | 43224-3654 | Due Install |  |  |  | RP | 3.000 | 3497137
1911 | OAKLAND PARK AVE | 43224-3630 | Active | 240441 | WATTS | 009M2QT | RP | 2.000 | 56606 | NEXT TO WATER METER
1980 | OAKLAND PARK AVE | 43224-3639 | Inactive | 440307 | WATTS | 909QT | RP | 0.750 | 56852 | 0 USE 6/3/15 CAG. IN BASEMENT AT METER
1156 | OAKLAND PARK AVE UNIT A | 43224-3317 | Active | H1849172 | FEBCO | 765 | PVB | 0.750 | 3497023 | LEFT SIDE OF THE EDUCATION CENTER
1156 | OAKLAND PARK AVE UNIT A | 43224-3317 | Due Install |  |  |  | RP | 1.500 | 3647000 | METER VAULT SW CORNER OF PROPERTY
1225 | OAKLAND PARK AVE UNIT A | 43224-3319 | Active | 39574 | WATTS | 008PCQT | SVB | 0.500 | 54363 | BACK WALL KITCHEN
1225 | OAKLAND PARK AVE UNIT A | 43224-3319 | Active | 46074 | WATTS | 008PCQT | SVB | 0.500 | 54364 | BACK WALL MEAT ROOM
1225 | OAKLAND PARK AVE UNIT A | 43224-3319 | Active | 449416 | WATTS | 009 | RP | 1.000 | 3632758 | BASEMENT SOUTHEAST CORNER
1225 | OAKLAND PARK AVE UNIT A | 43224-3319 | Due Install |  |  |  | RP |  | 3658869
7394 | OAKMEADOWS DR | 43085-1719 | Active | 298121 | WATTS | 800M4QT | PVB | 0.750 | 94145 | FRONT RIGHT
7436 | OAKMEADOWS DR | 43085-1720 | Active | T458824 | WILKINS | 720A | PVB | 0.750 | 94146 | LEFT FRONT
5666 | OAKMONT DR | 43232-3043 | Not Required by DOW | 17806 | WATTS | 919AQT | RP | 0.750 | 95900 | BOILER ROOM - Oakmont E. S.
5666 | OAKMONT DR | 43232-3043 | Active | IC1695 | WATTS | 957RPDA-GV | RP | 3.000 | 95901 | BOILER ROOM - Oakmont E. S.
5666 | OAKMONT DR | 43232-3043 | Active | 2731108 | WILKINS | 950 | DC | 1.000 | 98074 | BOILER ROOM OAKMONT E.S.
5666 | OAKMONT DR | 43232-3043 | Active | V14104 | WILKINS | 350ADA | DCDA | 8.000 | 98075 | BOILER ROOM OAKMONT E.S.
2101 | OAKMOUNT RD | 43221-1229 | Active | CB170142 | WILKINS | 720A | PVB | 0.750 | 3497685 | RIGHT SIDE
2109 | OAKMOUNT RD | 43221-1229 | Active | EAF5217 | WILKINS | 720A | PVB | 0.750 | 3497686 | RIGHT SIDE OF HOUSE
2176 | OAKMOUNT RD | 43221-1230 | Active | CB659430 | WILKINS | 720A | PVB | 0.750 | 3497695 | LEFT OF FRONT DOOR
2730 | OAKRIDGE CT | 43221-2526 | Active | CB153118 | WILKINS | 720A | PVB | 0.750 | 3497697 | RIGHT SIDE OF HOUSE
3010 | OAKRIDGE RD | 43221-2529 | Active | 3992238 | WILKINS | 975XL | RP | 0.750 | 3497708 | LEFT SIDE OF THE HOUSE
3038 | OAKRIDGE RD | 43221-2529 | Active | 902651 | WILKINS | 720A | PVB | 0.750 | 3497710 | FRONT OF HOUSE
3040 | OAKRIDGE RD | 43221-2529 | Active | ED2532 | FEBCO | 765 | PVB | 1.000 | 59855 | FRONT LEFT BY GAS METER
3050 | OAKRIDGE RD | 43221-2529 | Active | T081708 | WILKINS | 720A | PVB | 0.750 | 101874 | LEFT OF FRONT DOOR
3060 | OAKRIDGE RD | 43221-2529 | Active | G169907 | WILKINS | 720A | PVB | 0.750 | 97097 | LEFT SIDE OF HOUSE
3070 | OAKRIDGE RD | 43221-2529 | Active | 531629 | WILKINS | 720A | PVB | 0.750 | 59907 | FRONT OF HOUSE
3105 | OAKRIDGE RD | 43221-2530 | Active | F082578 | WILKINS | 720A | PVB | 0.750 | 97621 | left side
4337 | OAKS SHADOW DR | 43054-5001 | Active | T097033 | WILKINS | 720A | PVB | 0.750 | 101989 | LEFT SIDE OF HOME
4345 | OAKS SHADOW DR | 43054-5001 | Active | CB867364 | WILKINS | 720A | PVB | 0.750 | 3592626 | LEFT SIDE
4353 | OAKS SHADOW DR | 43054-5001 | Active | T387162 | WILKINS | 720A | PVB | 0.750 | 3592712 | RIGHT FRONT
4410 | OAKS SHADOW DR | 43054-5021 | Active | G215117 | WILKINS | 720A | PVB | 0.750 | 95211 | LEFT SIDE OF HOUSE
7080 | OAKSTREAM CT | 43235-2199 | Active | T239867 | WILKINS | 720AU | PVB | 0.750 | 92238 | RIGHT SIDE OF HOUSE
7083 | OAKSTREAM CT | 43235-2199 | Active | DK6538 | FEBCO | 765 | PVB | 0.750 | 71385 | RIGHT SIDE OF HOUSE
7091 | OAKSTREAM CT | 43235-2199 | Active | 135864 | WATTS | 800QT | PVB | 0.750 | 71402 | LEFT SIDE OF HOUSE
996 | OAKWOOD AVE | 43206-1578 | Active | ABA34527 | WILKINS | 975XL2 | RP | 0.750 | 3497927 | AT METER SE CLOSET BY EXTERIOR DR STORAGE RM
434 | OAKWOOD CT | 43016 | Active | T068494 | WILKINS | 720A | PVB | 0.750 | 102941 | RIGHT SIDE OF HOUSE
4361 | OAKWOOD CT | 43016 | Active | T231706 | WILKINS | 720A | PVB | 0.750 | 3602917 | LEFT SIDE OF THE HOUSE
3546 | OARLOCK CT | 43026-5702 | NULL | [5 empty] | 3622686
3592 | OARLOCK CT | 43026-5702 | Active | 8414 | FEBCO | 765 | PVB | 1.000 | 61181 | RIGHT FRONT
979 | OBERLIN DR | 43221-1625 | Active | 124796 | WILKINS | 420 | PVB | 1.000 | 74899 | RIGHT SIDE
100 | OBETZ RD | 43207-4031 | Due Install |  |  |  | RP | 0.750 | 3498259 | UNDER CABINET S/W SIDE OF BUILDING
102 | OBETZ RD | 43207- | Due Install |  |  |  | RP | 1.000 | 3498260 | EAST SIDE MECH ROOM TOWARDS THE NORTH. 100 OBETZ
110 | OBETZ RD | 43207- | Due Install |  |  |  | RP | 0.625 | 3498261 | UNDER SINK GILS BATHROOM N SIDE OF BUILDING
114 | OBETZ RD | 43207-4031 | Due Install |  |  |  | RP | 0.625 | 3498262 | MECH ROOM IN BATHROOM BY FRONT DESK
301 | OBETZ RD | 43207-4036 | Active | 149490 | WATTS | 909 | RP | 3.000 | 59794 | H M C BOILER ROOM - NORTH WALL - MAINT SHOP
301 | OBETZ RD | 43207-4036 | Active | 55759 | WATTS | 009QT | RP | 1.000 | 59795 | WATER SUPPLY ROOM OVER BOILER
301 | OBETZ RD | 43207-4036 | Active | 076493 | WATTS | 909QT | RP | 0.750 | 59796 | SOUTH BOILER ROOM
301 | OBETZ RD | 43207-4036 | Active | 1464 | AMES | 4000B | RP | 1.250 | 89456 | KITCHEN SE CORNER NEAR CEILING
301 | OBETZ RD | 43207-4036 | Due Install |  |  |  | RP |  | 3635654 | AT METER
433 | OBETZ RD | 43207-4098 | Active | 162546 | WATTS | 909 | RP | 3.000 | 63688 | N ENTRANCE-WEST END GO IN BUILDING 2ND DOOR TO RIGHT..RM 404
433 | OBETZ RD | 43207-4098 | Not Required by DOW | 200941 | WATTS | LF009QT | RP | 0.500 | 63689 | IN KITCHEN
433 | OBETZ RD | 43207-4098 | Not Required by DOW | 263442 | WILKINS | 420 | PVB | 1.000 | 63690 | SE CORNER OF BUILDING 2
433 | OBETZ RD | 43207-4098 | Not Required by DOW | HE62085 | FEBCO | 765 | PVB | 1.000 | 63691 | SW CORNER OF BUILDING 3
433 | OBETZ RD | 43207-4098 | Active | 51045 | WATTS | 007QT | DC | 0.750 | 63692 | UTILITY PIT WEST OF BUILDING DRIVE WAY
433 | OBETZ RD | 43207-4098 | Removed | 687245 | WILKINS | 720A | PVB | 1.000 | 63693 | WEST COURTYARD
433 | OBETZ RD | 43207-4098 | Not Required by DOW | CB157633 | WILKINS | 720A | PVB | 1.000 | 63694 | EAST COURT YARD
433 | OBETZ RD | 43207-4098 | Not Required by DOW | 687401 | WILKINS | 720A | PVB | 1.000 | 63695 | EAST SIDE OF BUILDING
433 | OBETZ RD | 43207-4098 | Not Required by DOW | CB794457 | WILKINS | 720A | PVB | 1.000 | 63696 | NORTH SIDE
433 | OBETZ RD | 43207-4098 | Not Required by DOW | 700789 | WILKINS | 720A | PVB | 1.000 | 63697 | BY GENERATOR
433 | OBETZ RD | 43207-4098 | Active | 117429 | AMES | 3000SS | DCDA | 6.000 | 75060 | PIT NW OF BUILIDING
433 | OBETZ RD | 43207-4098 | Not Required by DOW | H567760 | FEBCO | 765 | PVB | 0.750 | 89248 | S END OF BUILDING #1
433 | OBETZ RD | 43207-4098 | Not Required by DOW | F142112 | WILKINS | 720A | PVB | 1.000 | 100407 | SOUTH END OF BUILDING #4
433 | OBETZ RD | 43207-4098 | Not Required by DOW | F142110 | WILKINS | 720 | PVB | 0.750 | 3605655 | EAST END OF BUILDING #5
575 | OBETZ RD | 43207 | Active | 76638 | WATTS | 009QT | RP | 1.500 | 67807 | AT WATER METER,N/W
575 | OBETZ RD | 43207 | Not Required by DOW | W172379 | WILKINS | 975XLBMS | RP | 0.750 | 75046 | MECH ROOM SE BUILDING IN HALLWAY WITH CLASSROOMS
575 | OBETZ RD | 43207 | Active | 168048 | WATTS | 007M1QT | DC | 0.750 | 87045 | Hot box facing Obetz Rd
575 | OBETZ RD | 43207 | Active | F1-1325 | AMES | 3000CIV | DCDA | 4.000 | 97947 | HOT BOX @ OBETZ ROAD
150 | OBETZ RD | 43207-4477 | Not Required by DOW | 38129 | WATTS | 919AQT | RP | 0.750 | 55210 | NEAR TOILET AREA
1500 | OBETZ RD | 43207-4477 | Active | ALA54781 | WILKINS | 975XL3 | RP | 1.000 | 3638083 | HOT BOX INSIDE FENCE 4200 LOCOKBOURNE INDUSTRIAL PKWY BY FIRST HYDRANT N OF OBE
60 | obetz rd unit watr |  | New Construction |  |  |  | RP | 3.000 | 3659644 | MTR ROOM S SIDE
60 | obetz rd unit watr |  | New Construction | 38624B | WILKENS | 350ASTDA | DCDA | 6.000 | 3659645 | MTR ROOM S SIDE
60 | obetz rd unit watr |  | New Construction | HC79467 | WILKENS | 950XLD | DC | 0.750 | 3659646 | MTR ROOM S SIDE
18 | OBRIEN RD | 43228-3866 | Active | 35369 | WATTS | LF919QT | RP | 2.000 | 3498313 | AT METER IN SE CORNER OF STORAGE ROOM IN BACK
1885 | OBRIEN RD | 43228-3866 | Active | AMA09592 | WILKINS | 975XL3 | RP | 1.500 | 3498314 | MTR IN ROOM ON EAST WALL IN WAREHOUSE
1489 | OCTOBER RIDGE CT | 43223-6270 | Not Required by DOW | 187870 | WATTS | 009M2 | RP | 0.750 | 55131 | MECHANICAL ROOM/BOILER ROOM ABOVE BOILERS
1489 | OCTOBER RIDGE CT | 43223-6270 | Active | 438866 | WATTS | 909M1QT | RP | 1.500 | 55132 | FRONT MECH ROOM ELECTRIC DOOR AT WATER METER BEHIND DOOR
1489 | OCTOBER RIDGE CT | 43223-6270 | Active | A009256 | FEBCO | 805YR | DC | 0.750 | 55133 | FRONT MECH/RISER ROOM BEHIND ELEVATOR ELECTRIC DOOR
1489 | OCTOBER RIDGE CT | 43223-6270 | Active | 9812171259 | FEBCO | 856 | DCDA | 3.000 | 55134 | MECH ROOM BEHIND ELEVATOR
6676 | ODDI PL | 43016 | Active | HG92815 | WILKINS | 720A | PVB | 0.750 | 3639325 | RIGHT SIDE
6677 | ODDI PL | 43016 | Active | T305941 | WILKINS | 720A | PVB | 0.750 | 3635571 | LEFT FRONT
6684 | ODDI PL | 43016 | Active | T327603 | WILKINS | 720A | PVB | 0.750 | 3638442 | LEFT SIDE
6685 | ODDI PL | 43016 | Active | CB598446 | WILKINS | 720A | PVB | 0.750 | 3635264 | RIGHT FRONT
6692 | ODDI PL | 43016 | Active | T329079 | WILKINS | 720 | PVB | 0.750 | 3635438 | LEFT SIDE
6693 | ODDI PL | 43016 | Active | 039737 | WATTS | 800M4 | PVB | 0.750 | 3643504 | RIGHT SIDE
6700 | ODDI PL | 43016 | Active | T385399 | WILKINS | 720A | PVB | 0.750 | 3646079 | LEFT FRONT
240 | ODESSA LN | 43017-1330 | Active | A10793 | FEBCO | 765 | PVB | 0.750 | 94147 | FRONT -15' RIGHT OF FRT DOOR
261 | ODESSA LN | 43017 | Active | T084857 | WILKINS | 720A | PVB | 0.750 | 58757 | SIDE OF HOUSE
297 | ODESSA LN | 43017 | Active | T042161 | WILKINS | 720A | PVB | 0.750 | 3498350 | BACK OF HOUSE
762 | OGDEN WOODS BL | 43054-9639 | Active | T263378 | WILKINS | 720A | PVB | 0.750 | 72372 | NORTH SIDE
7695 | OGDEN WOODS BL | 43054 | Active | T188003 | WILKINS | 720A | PVB | 0.750 | 3607607 | FRONT OF HOUSE TO THE LEFT
7715 | OGDEN WOODS BL | 43054 | Active | H867689 | FEBCO | 765 | PVB | 0.750 | 3608077 | LEFT SIDE OF HOUSE
7464 | OGDEN WOODS BLVD | 43054-9633 | Active | CD5130 | FEBCO | 765 | PVB | 0.750 | 72037 | FRONT OF HOUSE EAST OF DOOR
7480 | OGDEN WOODS BLVD | 43054-9633 | Active | T477622 | WILKINS | 720A | PVB | 0.750 | 72074 | FRONT RIGHT OF HOUSE
7487 | OGDEN WOODS BLVD | 43054-9637 | Active | BC1319 | FEBCO | 765 | PVB | 0.750 | 72088 | RT SIDE OF HSE
7503 | OGDEN WOODS BLVD | 43054-9637 | Active | T380484 | WILKINS | 720A | PVB | 0.750 | 3498755 | Front of House
7504 | OGDEN WOODS BLVD | 43054-9634 | Active | CB030128 | WILKINS | 720A | PVB | 0.750 | 103121 | LEFT FRONT CORNER OF HOUSE
7517 | OGDEN WOODS BLVD | 43054-9637 | Active | 624484 | WILKINS | 720A | PVB | 0.750 | 72158 | LEFT SIDE OF HOUSE
7518 | OGDEN WOODS BLVD | 43054-9634 | Active | T329150 | WILKINS | 720A | PVB | 0.750 | 72161 | FRONT OF HOUSE
7532 | OGDEN WOODS BLVD | 43054-9634 | Active | CD5630 | FEBCO | 765 | PVB | 0.750 | 3498756 | RIGHT SIDE
7533 | OGDEN WOODS BLVD | 43054-9637 | Active | 903051 | WILKINS | 720A | PVB | 0.750 | 72191 | LEFT SIDE OF HOUSE
7548 | OGDEN WOODS BLVD | 43054-9634 | Removed | H097606REM | FEBCO | 765 | PVB | 0.750 | 72209 | RIGHT SIDE
7557 | OGDEN WOODS BLVD | 43054-9638 | Active | 209066 | WILKINS | 720A | PVB | 0.750 | 72232 | RIGHT FRONT OF HOUSE
7566 | OGDEN WOODS BLVD | 43054-9634 | Active | VAA06522 | WILKINS | 720A | PVB | 0.750 | 72253 | OUTSIDE FRONT RIGHT
7573 | OGDEN WOODS BLVD | 43054-9638 | Active | DG1682 | FEBCO | 765 | PVB | 1.000 | 72262 | EAST SIDE OF HOUSE -- OUTSIDE
7594 | OGDEN WOODS BLVD | 43054-9635 | Active | H153562 | FEBCO | 765 | PVB | 0.750 | 72288 | FRONT OF HOUSE
7595 | OGDEN WOODS BLVD | 43054-9639 | Active | CAA28922 | WILKINS | 720A | PVB | 0.750 | 72290 | RIGHT SIDE OF HOUSE
7611 | OGDEN WOODS BLVD | 43054-9639 | Active | 343699 | WATTS | 800M4FR | PVB | 0.750 | 72336 | LEFT SIDE OF HOUSE
7616 | OGDEN WOODS BLVD | 43054-9635 | Active | 601586 | WILKINS | 720A | PVB | 0.750 | 72344 | RIGHT FRONT OF HOUSE
7651 | OGDEN WOODS BLVD | 43054-9640 | Active | H642545 | FEBCO | 765 | PVB | 0.750 | 72417 | RIGHT FRONT CORNER OF HOUSE
7657 | OGDEN WOODS BLVD | 43054 | Active | CB002007 | WILKINS | 720A | PVB | 0.750 | 3636055 | RIGHT FRONT
7658 | OGDEN WOODS BLVD | 43054-9636 | Active | 3759435 | WILKINS | 975XL | RP | 1.000 | 91965 | FRONT RIGHT OF HOUSE
7665 | OGDEN WOODS BLVD | 43054 | Active | T303647 | WILKINS | 720A | PVB | 0.750 | 3629705 | LEFT OF FRONT DOOR
7672 | OGDEN WOODS BLVD | 43054-9636 | Active | 615300 | WATTS | 800M4FR | PVB | 1.000 | 89002 | LEFT FRONT
7684 | OGDEN WOODS BLVD | 43054 | Active | T486762 | WILKINS | 720A | PVB | 0.750 | 72507 | FRONT RIGHT, LEFT OF WINDOW
7694 | OGDEN WOODS BLVD | 43054 | Active | 903273 | WILKINS | 720A | PVB | 0.750 | 72537 | SOUTH SIDE OF HOUSE NEXT TO DRIVEWAY
7704 | OGDEN WOODS BLVD | 43054-9755 | Active | ZJ511 | CONBRACO | 765 | PVB | 1.000 | 91160 | RIGHT SIDE OF HOUSE
7705 | OGDEN WOODS BLVD | 43054 | Active | T257895 | WILKINS | 720A | PVB | 0.750 | 3622708 | LEFT SIDE
7714 | OGDEN WOODS BLVD | 43054-9755 | Active | A082415 | WILKINS | 720A | PVB | 0.750 | 87091 | LEFT SIDE OF HOUSE
7751 | OGDEN WOODS BLVD | 43054- | Active | 33052 | WATTS | 919QT | RP | 2.000 | 72707 | IN WATER METER BUILDING NW CORNER, 7751 OGDEN WOODS
7751 | OGDEN WOODS BLVD | 43054- | Due Install |  |  |  | RP | 3.000 | 3639201 | MTR IN SMALL BLDG
7752 | OGDEN WOODS BLVD | 43054 | Active | 564791 | WATTS | 800QT | PVB | 1.000 | 88852 | 7 Keswick Commons, FRONT INSIDE GATE
7752 | OGDEN WOODS BLVD | 43054 | Active | 4503657 | WILKINS | 975XL | RP | 1.500 | 97072 | 1 KESWICK COMMONS, IN WATER METER BUILDING
7752 | OGDEN WOODS BLVD | 43054 | Removed | 7761791REM | WATTS | 800M2QT | PVB | 1.000 | 103329 | REMOVED- 7 KESWICK COMMONS REAR
7752 | OGDEN WOODS BLVD | 43054 | Removed | 12301REM | WATTS | 919AQT | RP | 1.000 | 103459 | REMOVED- 4670 KESWICK DR, UTILITY ROOM IN CLUB HOUSE
7752 | OGDEN WOODS BLVD | 43054 | Active | CB492764 | WILKINS | 720A | PVB | 0.750 | 103477 | 29 KESWICK DR, RIGHT SIDE
7752 | OGDEN WOODS BLVD | 43054 | Active | 045695 | WATTS | 800M4QT | PVB | 0.750 | 3632649 | 35 KESWICK DR RIGHT OF HOUSE
7752 | OGDEN WOODS BLVD | 43054 | Due Install |  |  |  | RP | 3.000 | 3636861 | 1 KESWICK COMMONS, IN WATER METER BUILDING
7752 | OGDEN WOODS BLVD | 43054 | Active | CB492674 | WILKINS | 720A | PVB | 0.750 | 3648666 | 29 KESWICK RIGHT SIDE OF HOUSE
1897 | OHIO DR | 43123-4839 | Active | 455752 | WILKINS | 975A | RP | 1.500 | 56542 | MECH ROOM - backflow in 1901
1933 | OHIO DR | 43123-4835 | Removed | 399971REM | WATTS | 909QT | RP | 1.000 | 56672 | REMOVED- MECHANICAL ROOM
1933 | OHIO DR | 43123-4835 | Active | 49413 | WATTS | LF919 | RP | 1.000 | 3609359 | MECHANICAL ROOM
1953 | OHIO DR | 43123-4835 | Active | 092305 | WATTS | 009M2QT | RP | 1.500 | 56737 | MECHANICAL ROOM--TRIAD HOME HEALTH SERVICES
3430 | OHIO HEALTH PKWY | 43214 | Active | SH-0918 | WATTS | 957 | RP | 4.000 | 3633589 | ROOM W100 WATER RISER ROOM
3430 | OHIO HEALTH PKWY | 43214 | Active | 1950650918 | AMES | 3000SS | DCDA | 6.000 | 3633590
3430 | OHIO HEALTH PKWY | 43214 | Not Required by DOW | 060487 | WATTS | LF009M2QT | RP | 1.500 | 3635372 | ROOM W100 WATER RISER ROOM
3430 | OHIO HEALTH PKWY | 43214 | Active | 28021 | WATTS | 007M1QT | DC | 0.750 | 3635664 | FIRE SIDE CAR
3438 | OHIO HEALTH PKWY | 43214 | Active | 33763 | WATTS | 919QT | RP | 2.000 | 3633575 | PARKING GARAGE SOUTHWEST PART OF BUILDING WATER RISER ROOM 1ST FLOOR.
1375 | OHLEN AV | 43211-2639 | Active | W132990 | WILKINS | 975 | RP | 0.750 | 54837 | AT WATER METER
1385 | OHLEN AVE | 43211-2639 | Removed | 132990REM | WILKINS | 975XL | RP | 0.750 | 103436 | REMOVED- 1305 OHLEN AVE, BATHROOM
1385 | OHLEN AVE | 43211-2639 | Active | 103447 | WATTS | LF919QT | RP | 0.750 | 3635740
1400 | OHLEN AVE | 43211-2640 | Due Install |  |  |  | RP | 0.750 | 3499182
1430 | OHLEN AVE | 43211- | Active | 73679 | WATTS | 919QT | RP | 0.750 | 3499184 | AT WATER METER
6308 | OISIN CT | 43016-2229 | Active | G251681 | WILKINS | 720A | PVB | 0.750 | 99121 | RIGHT SIDE OF HOUSE
6325 | OISIN CT | 43016-2229 | Active | T075162 | WILKINS | 720A | PVB | 0.750 | 69713 | EAST SIDE OF HOUSE NEAR GAS METER
6344 | OISIN CT | 43016-2229 | Active | FL3552 | FEBCO | 765 | PVB | 1.000 | 94148 | RIGHT SIDE
6349 | OISIN CT | 43016 | Active | EA13273 | WILKINS | 720 | PVB | 0.750 | 3499191 | LEFT FRONT
6368 | OISIN CT | 43016-2229 | Active | EA13427 | WILKINS | 720 | PVB | 0.750 | 3499194 | Right side
6380 | OISIN CT | 43016 | Active | T417756 | WILKINS | 720A | PVB | 0.750 | 3499196 | RIGHT SIDE OF HOUSE
6397 | OISIN CT | 43016 | Active | DH2451 | FEBCO | 765 | PVB | 1.000 | 94149 | RIGHT SIDE
6355 | OLD AVERY RD | 43016 | Active | ACA8598 | WILKINS | 975XL2 | RP | 1.500 | 3499239 | IN 6355 UNIT B AT WATER MTR S WALL SW GARAGE AREA LAWN CARE
6355 | OLD AVERY RD | 43016 | Not Required by DOW | 663038 | Wilkins | 975XL | RP | 1.500 | 3650538 | IN 6365 UNIT 1(N UNIT) AT PRIVATE/SUB METER IN BIG BOX
6419 | OLD AVERY RD | 43016 | Active | 140163 | WATTS | 009M2QT | RP | 0.750 | 69908 | SE MENS ROOM BEHIND PANEL AT WATER METER -DRAKE DANCE ACADEMY
4830 | OLD BRIDGE DR | 43220-2840 | Active | 17735 | WATTS | 909QT | RP | 0.750 | 94151 | BASMENT
4899 | OLD BRIDGE DR | 43220-2839 | Active | CAB63110 | WILKINS | 720A | PVB | 1.000 | 91263 | FRONT UNDER BAY WINDOW
4800 | OLD BRIDGE RD | 43220-2840 | Active | T060755 | WILKINS | 720A | PVB | 1.000 | 94150 | SOUTH SIDE FRONT OF HOUSE
4815 | OLD BRIDGE RD | 43220-2839 | Active | T6590590 | WILKINS | 720A | PVB | 1.000 | 97492 | MIDDLE REAR
4815 | OLD BRIDGE RD | 43220-2839 | Active | CB639162 | WILKINS | 720A | PVB | 1.000 | 97664 | RIGHT OF FRONT DOOR NEAR GARAGE
4815 | OLD BRIDGE RD | 43220-2839 | Due Install |  |  |  | RP | 0.750 | 3657245
4850 | OLD BRIDGE RD | 43220-2840 | Active | 4182722 | WILKINS | 975XL | RP | 1.000 | 65238 | WEST FRONT
4900 | OLD BRIDGE RD | 43220-2842 | Active | CAA95575 | WILKINS | 720A | PVB | 1.000 | 99056 | LEFT REAR
4965 | OLD BRIDGE RD | 43220-2841 | Inactive | 750457 | WATTS | 800M4FR | PVB | 1.000 | 99950 | USE 6/3/15 CAG. NORTH SIDE OF HOUSE
4965 | OLD BRIDGE RD | 43220-2841 | Active | 750457 | WATTS | 800M4QT | PVB | 1.000 | 3653082 | RIGHT SIDE
2600 | OLD COURTRIGHT RD | 43232-9308 | Active | 1306363 | WILKINS | 975XL | RP | 0.500 | 58720 | REAR OF BLDG, BY THE FRONT, UNDER THE FLOOR
2740 | OLD COURTRIGHT RD | 43232-9303 | Active | 3081228 | WILKINS | 975XL | RP | 0.750 | 59152 | BASEMENT - NORTH WEST CORNER
2742 | OLD COURTRIGHT RD | 43232-9305 | Active | 74926 | WATTS | 009QT | RP | 0.750 | 59156 | MECHANICAL ROOM AT WATER METER
5453 | OLD CREEK LN | 43026-7753 | Active | 336145 | WILKINS | 720A | PVB | 0.750 | 99500 | LEFT SIDE OF HOUSE
5463 | OLD CREEK LN | 43026-7753 | Active | CB073755 | WILKINS | 720A | PVB | 0.750 | 66954 | BACK OF HOUSE BESIDE A/C UNIT
2191 | OLD DUBLIN RD | 43228- | Active | SL-0686 | WATTS | 957 | RP | 4.000 | 3638395 | WATER RISER ROOM FIRE IN HOTBOX OUT FRONT
2191 | OLD DUBLIN RD | 43228- | Active | SJ-2039 | AMES | 500GV | RPDA | 8.000 | 3639249 | WATER RISER ROOM
2191 | OLD DUBLIN RD | 43228- | Active | 77292 | WATTS | 919 | RP | 0.750 | 3639250 | WATER RISER ROOM
549 | OLD FARM RD | 43213-2663 | Active | CB030150 | WILKINS | 720A | PVB | 0.750 | 103075 | LEFT SIDE OF HOUSE
635 | OLD FARM RD | 43213-2666 | Active | ZJ523 | CONBRACO | PVB | PVB | 1.000 | 91878 | RIGHT OF HOUSE
649 | OLD FARM RD | 43213-2666 | Active | CB090187 | WILKINS | 720 | PVB | 0.750 | 3499330 | FRONT OF HOUSE
665 | OLD FARM RD | 43213-2666 | Active | T598489 | WILKINS | 720A | PVB | 0.750 | 70422 | LEFT SIDE FRONT
685 | OLD FARM RD | 43213-2666 | Replaced | REP92060 | FEBCO | 765 | PVB | 1.000 | 70825 | REPLACED- LEFT OF FRONT DOOR
685 | OLD FARM RD | 43213-2666 | Active | H356176 | FEBCO | 765 | PVB | 1.000 | 3609509 | LEFT OF FRONT DOOR
543 | OLD FISHER RD | 43228 | Active | 74859 | WATTS | 919QT | RP | 0.750 | 3635398 | METER HOUSE
5435 | OLD FISHER RD | 43228 | Active | RB-2052 | WATTS | 957 | RP | 4.000 | 3635792 | METER HOUSE
5435 | OLD FISHER RD | 43228 | Active | SD2031 | WATTS | 957 | RPDA | 6.000 | 3635858 | METER HOUSE
5435 | OLD FISHER RD | 43228 | LPS - Active |  |  |  | LST |  | 3640684 | METER HOUSE AT EAST END OF PROPERTY
5435 | OLD FISHER RD | 43228 | Not Required by DOW | T427853 | Wilkins | 720A | PVB | 1.000 | 3650989 | 1108 Carriage Knoll Ln
5880 | OLD HAMILTON RD | 43230 | Active | 075433 | WATTS | LF909 | RP | 1.000 | 3655695 | EMPLOYEE RESTROOM @ WATER METER
5880 | OLD HAMILTON RD | 43230 | Active | 4988978 | WILKINS | 975XL2 | RP | 1.000 | 3655696 | EMPLOYEE RESTROOM @ WATER METER
5938 | OLD HAMILTON RD | 43054 | Active | ZC-0086 | AMES | 957 | RP | 4.000 | 3658170 | HOT BOX
5938 | OLD HAMILTON RD | 43054 | Active | YF-0817 | AMES | 300-GV | DCDA | 8.000 | 3658171
5938 | OLD HAMILTON RD | 43054 | Active | 77499 | AMES | 2000BM3 | DC | 0.750 | 3658172 | HOT BOX
905 | old henderson rd |  | New Construction |  |  |  | RP | 4.000 | 3659612
905 | old henderson rd |  | New Construction |  |  |  | DCDA | 8.000 | 3659613
905 | old henderson rd |  | New Construction |  |  |  | DC | 0.750 | 3659614
919 | OLD HENDERSON RD | 43214- | Removed | GB7855REM | FEBCO | 765 | PVB | 1.000 | 93504 | SOUTHEAST CORNER OF BLDG
921 | OLD HENDERSON RD | 43220-3722 | Removed | CB113958REM | WILKINS | 720A | PVB | 0.750 | 96182 | 921 OLD HENDERSON RD, SOUTH WALL OUTSIDE BY A/C UNIT
925 | OLD HENDERSON RD | 43220 | Not Required by DOW | 141281 | WILKINS | 975A | RP | 1.500 | 74641 | IN BOILER ROOM OVER DOUBLE DOORS
925 | OLD HENDERSON RD | 43220 | Active | 130412 | AMES | 4000SS | RP | 4.000 | 74642 | NORTH WALL BY METER
925 | OLD HENDERSON RD | 43220 | Not Required by DOW | 4520522 | WILKINS | 975XL2 | RP | 1.250 | 74643 | PRODUCTION AREA
925 | OLD HENDERSON RD | 43220 | Not Required by DOW | 012992 | WATTS | LF909 | RP | 3.000 | 74644 | CEILING BY FIRE WALL NORTH OF PRODUCTION AREA
925 | OLD HENDERSON RD | 43220 | Active | 925TANK1 |  |  | AG | 3.000 | 3639009
925 | OLD HENDERSON RD | 43220 | Active | 000944 | WATTS | LF709 | DC | 6.000 | 3639026
984 | old henderson rd | 43220-3723 | New Construction |  |  |  | RP | 4.000 | 3441833
984 | old henderson rd | 43220-3723 | New Construction |  |  |  | DCDA | 4.000 | 3659584
984 | old henderson rd | 43220-3723 | New Construction |  |  |  | DC | 0.750 | 3659585
998 | OLD HENDERSON RD | 43220 | Removed | 95140 | FEBCO | 765 | PVB | 1.500 | 53581 | EAST SIDE OF BUILDING - MIDDLE
998 | OLD HENDERSON RD | 43220 | Removed | 108335 | WATTS | 009M1QT | RP | 1.500 | 88916 | BASEMENT - MECH ROOM
998 | OLD HENDERSON RD | 43220 | Active | UC-1082 | AMES | COLT 400 | RP | 4.000 | 3646403 | SE MECH/RISER ROOM AT GARAGES AT WATER METER
998 | OLD HENDERSON RD | 43220 | Active | UH-0065 | AMES | COLT 500-GV | RPDA | 8.000 | 3646404 | SE MECH/RISER ROOM AT GARAGES
998 | OLD HENDERSON RD | 43220 | Active | 86801 | WATTS | 919QT | RP | 0.750 | 3646405 | SE MECH/RISER ROOM AT GARAGES
998 | OLD HENDERSON RD | 43220 | LPS - Active |  |  |  | LST |  | 3646932 | FIRE PUMP - PUMP ROOM
998 | OLD HENDERSON RD | 43220 | LPS - Active |  |  |  | LPC |  | 3646933 | DOMESTIC PUMP - FIRE PUMP/WATER SERVICE ROOM
998 | OLD HENDERSON RD | 43220 | Not Required by DOW | 168441 | WATTS | LF009M2QT | RP | 2.000 | 3649158 | 1020 LUXE AVE - POOL HOUSE
998 | OLD HENDERSON RD | 43220 | Not Required by DOW | 155912 | WATTS | LF009M2QT | RP | 2.000 | 3649821 | IN BOOSTR MECH ROOM
101 | OLD HENDERSON RD | 43220-3776 | Inactive | 25326REM | WATTS | 919AQT | RP | 1.000 | 53617 | MECHANICAL ROOM AT WATER METER
1071 | OLD HENDERSON RD | 43220-3701 | Active | ABN8251 | WILKINS | 975XL2 | RP | 1.000 | 53787 | N.E. CORNER OF BASEMENT AT METER
1100 | OLD HENDERSON RD | 43220- | Due Install |  |  |  | RP | 1.000 | 3499388
1155 | OLD HENDERSON RD | 43214-2474 | Active | B024837 | WILKINS | 375XL | RP | 1.500 | 3441840 | LEFT TCORNER OF BUILDING IN DINING AREA IN CABINET
1167 | OLD HENDERSON RD | 43220 | Active | 4852178 | WILKINS | 975XL | RP | 0.750 | 3646565 | 1167 OLD HENDERSON RD - TENSUKE MARKET IN MENS RESTROOM
1175 | OLD HENDERSON RD | 43214-2474 | Active | 077911 | WATTS | LF009M2QT | RP | 1.500 | 3441844 | IN HOT BOX AT BIG SIGN AT WATER METER
1234 | OLD HENDERSON RD | 43220-3698 | Not Required by DOW | A82498 | WATTS | 009QT | RP | 0.500 | 54376 | SERVES TO ISOLATE FILTRATION SYSTEM FOR DENTAL FIXTURES
1234 | OLD HENDERSON RD | 43220-3698 | Not Required by DOW | 57462 | WATTS | 800M4QT | PVB | 1.000 | 54377 | OUTSIDE ADJACENT TO FRONT DOOR
1234 | OLD HENDERSON RD | 43220-3698 | Active | 23418 | WATTS | 009M2-FP | RP | 1.000 | 103106 | MECH ROOM AT METER BY SUMP PUMP
1320 | OLD HENDERSON RD | 43220-3608 | Active | 0001611 | AMES | 4000B | RP | 0.750 | 54675 | MECHICAL ROOM
1320 | OLD HENDERSON RD | 43220-3608 | Active | A017458 | FEBCO | 825Y | RP | 1.500 | 54676 | MECHANICAL ROOM 115
1320 | OLD HENDERSON RD | 43220-3608 | Active | 5DN0028 | AMES | 5000SS | RPDA | 4.000 | 54677 | MECH ROOM 115
1495 | OLD HENDERSON RD | 43220-3613 | Active | 418746 | WATTS | LF009M3QT | RP | 0.750 | 3499390 | JANITOR CLOSET
1520 | OLD HENDERSON RD | 43220- | Active | 43524 | WATTS | LF919-QT | RP | 2.000 | 3418090 | WEST WALL AT METER
1535 | OLD HENDERSON RD | 43220-3643 | Not Required by DOW | 337133 | WILKINS | 720A | PVB | 0.750 | 99908 | REAR OF BUILDING NEXT TO ENTRANCE
1535 | OLD HENDERSON RD | 43220-3643 | Active | 68786 | WATTS | 919QT | RP | 0.750 | 3624383 | IN MECH RM BY BACK DOOR
1535 | OLD HENDERSON RD | 43220-3643 | Not Required by DOW | 08496 | WATTS | 919 | RP | 0.500 | 3624384 | DENTAL WATER, IN MECH RM BY BACK DOOR
1695 | OLD HENDERSON RD | 43220-3644 | NULL | [5 empty] | 3499392 | AT WATER METER MECH ROOM
1051 | OLD HENDERSON RD UNIT A | 43220-3785 | Active | 4997202 | WILKINS | 975XL2 | RP | 0.750 | 3441837 | MOP SINK CLOSET BACK RIGHT.
1051 | OLD HENDERSON RD UNIT B | 43220-3785 | Active | 499701 | WILKINS | 975XL2 | RP | 0.750 | 3441838 | IN MOP SINK CLOSET BACK RIGHT
8300 | OLD IVORY WAY | 43004-8224 | Active | 153392 | WATTS | 800M4QT | PVB | 0.750 | 94153 | LEFT SIDE OF HOUSE
1574 | OLD LEONARD AV | 43219-2509 | Active | 31360 | WATTS | 919AQT | RP | 0.750 | 55438 | WEST WALL OF WAREHOUSE
1415 | OLD LEONARD AVE | 43219-2465 | Active | 30914 | AMES | 2000SS | DCDA | 8.000 | 54961 | SW OF WAREHOUSE AT RISER AREA
1415 | OLD LEONARD AVE | 43219-2465 | Active | 94693 | WATTS | 007QT | DC | 0.750 | 54962 | WEST WALL WAREHOUSE
1415 | OLD LEONARD AVE | 43219-2465 | Active | 111659 | WATTS | LF009M2 | RP | 1.000 | 3629973 | WEST WALL WAREHOUSE BEHIND HWT
1415 | OLD LEONARD AVE | 43219-2465 | LPS - Active |  |  |  | LST |  | 3638159 | FIRE PUMP SW OF WAREHOUSE AT RISER AREA
1500 | OLD LEONARD AVE | 43219-2509 | Active | 3GN1123 | AMES | 3000SS | DCDA | 8.000 | 55211 | FRONT OF WAREHOUSE
1500 | OLD LEONARD AVE | 43219-2509 | Active | 577244 | WILKINS | 975XL | RP | 1.000 | 55212 | MECH ROOM
1500 | OLD LEONARD AVE | 43219-2509 | Active | 6464 | AMES | 2000SS | DC | 0.750 | 55213 | MIDDLE S WALL OF BLDG
1500 | OLD LEONARD AVE | 43219-2509 | LPS - Active |  | WILKINS | 975XL | RP | 0.750 | 3636005 | FIRE PUMP
1500 | OLD LEONARD AVE | 43219-2509 | Active | ABU5735 | WILKINS | 975 | RP | 0.750 | 3654431 | FRONT OF BUILDING AT WATER METER
1570 | OLD LEONARD AVE | 43219-2509 | Active | 100351 | AMES | 3000SE | DCDA | 8.000 | 55424 | FIRE PUMP ROOM
1570 | OLD LEONARD AVE | 43219-2509 | Active | 42180 | WATTS | 007QT | DC | 0.750 | 55425 | FIRE PUMP ROOM
1570 | OLD LEONARD AVE | 43219-2509 | Active | 48535 | WATTS | 009M2QT | RP | 1.500 | 55426 | IN MECH ROOM ON EAST SIDE OF BUILDING
1570 | OLD LEONARD AVE | 43219-2509 | LPS - Active |  |  |  | LST |  | 3636004 | FIRE PUMP
1655 | OLD LEONARD AVE | 43219- | Active | 101595 | WATTS | LF009M2QT | RP | 2.000 | 55744 | SE CORNER IN BASEMENT METER ROOM
1655 | OLD LEONARD AVE | 43219- | Active | 492339 | WILKINS | 950 | DC | 1.500 | 55745 | S.E. CORNER OF BLDG IN BASEMENT METER ROOM
1700 | OLD LEONARD AVE | 43219 | Active | 124254 | WATTS | LF009-M2QT | RP | 2.000 | 3638867 | AT METER SOUTH WALL OF 3RD GARAGE DOOR
1521 | OLD LEONARD RD | 43219 | Active | 72224 | WATTS | LF919QT | RP | 1.000 | 3646848 | SPRINKLER ROOM LEFT OF MAIN ENTRANCE TO SHOW ROOM
1521 | OLD LEONARD RD | 43219 | Active | 1952991018 | AMES | 3000 | DCDA | 6.000 | 3646849 | NORTHWEST CORNER CLOSET
1521 | OLD LEONARD RD | 43219 | Active | 28581 | WATTS | 007 | DC | 0.750 | 3646850 | NORTHWEST CORNER CLOSET
380 | OLD MORRISON AVE | 43213 | Active | TC-0004 | AMES | COLT-400 | RP | 4.000 | 3641337 | IN HOTBOX
380 | OLD MORRISON AVE | 43213 | Active | TC-0211 | AMES | COLT-3000 | DCDA | 8.000 | 3641338 | IN HOTBOX
380 | OLD MORRISON AVE | 43213 | Active | 55639 | AMES | 2000BM3 | DC | 0.750 | 3641339 | IN HOTBOX
380 | OLD MORRISON AVE | 43213 | Not Required by DOW | 81938 | WATTS | LF919 | RP | 0.750 | 3648877 | POWER WASHER BAY/DOCK
380 | OLD MORRISON AVE | 43213 | Not Required by DOW | 4609858 | WILKINS | 975XL | RP | 1.500 | 3648878 | NORTHWEST CORNER
380 | OLD MORRISON AVE | 43213 | Not Required by DOW | 13027 | WATTS | LF919 | RP | 1.250 | 3648879 | WATER FILTRATION OIL LAB WATER
380 | OLD MORRISON AVE | 43213 | Not Required by DOW | 12959 | WATTS | LF919 | RP | 1.250 | 3648880 | WATER FILTRATION OIL LAB WATER
380 | OLD MORRISON AVE | 43213 | Not Required by DOW | TE-0236 | WATTS | 957 | RP | 3.000 | 3648881 | RISER ROOM
380 | OLD MORRISON AVE | 43213 | Not Required by DOW | 36273 | WATTS | LF919QT | RP | 2.000 | 3648882 | WELDING SHOP IN FLEET GARAGE
552 | OLD POND DR | 43017 | Active | CB205826 | WILKINS | 720 | PVB | 0.750 | 3499504 | RIGHT SIDE OF HOUSE
4700 | OLD RAVINE CT | 43220-2880 | Active | CB153982 | WILKINS | 720A | PVB | 0.750 | 3499544 | FRONT OF HOUSE
4710 | OLD RAVINE CT | 43220-2880 | Active | H245917 | FEBCO | 765 | PVB | 1.000 | 64867 | 15' E OF N/W CORNER
4720 | OLD RAVINE CT | 43220-2880 | Active | T096973 | WILKINS | 720A | PVB | 0.750 | 102839 | SOUTH SIDE
4721 | OLD RAVINE CT | 43220-2880 | Removed | 645107REM | WATTS | 800M2QT | PVB | 1.000 | 91549 | FRONT OF HOUSE
4721 | OLD RAVINE CT | 43220-2880 | Active | 447450 | WILKINS | 420 | PVB | 0.750 | 3650424 | LEFT FRONT
7181 | OLD REDBUD CT | 43235 | Active | EAK1889 | WILKINS | 720A | PVB | 0.750 | 71556 | RIGHT CENTER OF HOUSE
7193 | OLD REDBUD CT | 43235-2152 | Active | t293416 | WILKINS | 720A | PVB | 0.750 | 71594 | RIGHT OF FRONT DOOR
4350 | OLD ROBERTS RD | 43228-3835 | Not Required by DOW | 249918 | WATTS | 009M3QT | RP | 0.750 | 63784 | MAINTENANCE SHOP - NORTH WALL
4350 | OLD ROBERTS RD | 43228-3835 | Active | 59760 | WATTS | 009M2QT | RP | 2.000 | 63785 | COMMUNICATIONS EQUIP RM BEHIND MAIN OFFICE
4380 | OLD ROBERTS RD | 43228-4101 | Not Required by DOW | W234402 | WILKINS | 975XL | RP | 0.500 | 63844 | CENTER WAREHOUSE JANITORS CLOSET
4380 | OLD ROBERTS RD | 43228-4101 | Not Required by DOW | A72695 | WATTS | 009QT | RP | 0.500 | 63845 | N/W CORNER OF BUILDING
4380 | OLD ROBERTS RD | 43228-4101 | Not Required by DOW | 35175 | WATTS | 009QT | RP | 0.750 | 63846 | LUNCH ROOM
4380 | OLD ROBERTS RD | 43228-4101 | Active | 62105 | WATTS | 009M1QT | RP | 1.500 | 63847 | LUNCH ROOM
4380 | OLD ROBERTS RD | 43228-4101 | Active | 101867C122 | AMES | 3000SS | DCDA | 8.000 | 3649925 | PIT BY FDC
4380 | OLD ROBERTS RD | 43228-4101 | Active | 86034 | AMES | 2000B | DC | 0.750 | 3652829 | PIT BY FDC
4391 | OLD ROBERTS RD | 43228- | Active | 187986 | WATTS | LFOO9M3QT | RP | 0.750 | 3499545
4445 | OLD ROBERTS RD | 43228-3800 | Inactive | W284427 | WILKINS | 975XLBMS | RP | 0.750 | 88576 | METER IN OFFICE
248 | OLD SPRING LN | 43017 | Active | G104784 | WILKINS | 720A | PVB | 1.000 | 96059 | LEFT FRONT OF HOUSE
235 | OLD STRINGTOWN RD | 43123-3921 | Active | 1129688 | WILKINS | 975 | RP | 0.750 | 58047 | NORTHWEST CORNER BY WATER METER
2365 | OLD STRINGTOWN RD | 43123-3921 | Active | 186819 | WILKINS | 975XLBMS | RP | 1.000 | 91723 | NEXT TO WATER METER
2365 | OLD STRINGTOWN RD | 43123-3921 | Not Required by DOW | G044077 | WILKINS | 720A | PVB | 0.750 | 95099 | LEFT SIDE OF BLDG NEAR AC UNIT
2434 | OLD STRINGTOWN RD | 43123-2920 | Active | AMA15874 | WILKINS | 975XL3 | RP | 2.000 | 3499590 | BASEMENT SOUTH WALL CENTER
2444 | OLD STRINGTOWN RD | 43123-2920 | Active | 7368 | WATTS | 009QT | RP | 1.500 | 58302 | SOUTH MECH. ROOM IN BATH ROOM
2460 | OLD STRINGTOWN RD | 43123-2920 | Not Required by DOW |  |  |  | RP | 1.000 | 3499592 | MTR IN SE CORNER
5758 | OLD TRAIL CT | 43213-2116 | Active | 371632 | WILKINS | 720A | PVB | 1.000 | 3499598 | LEFT FRONT ENTRY COVE
255 | OLD TRAIL DR | 43213-2117 | Replaced | REPH003352 | FEBCO | 765 | PVB | 0.750 | 58602 | REPLACED- LEFT SIDE OF HOUSE
255 | OLD TRAIL DR | 43213-2117 | Active | EAK7244 | WILKINS | 720A | PVB | 0.750 | 3611662 | LEFT SIDE OF HOUSE
125 | OLD WILSON BRIDGE RD | 43085-2226 | Active | 2217C | WILKINS | 375AST | RP | 4.000 | 3606102 | NW CORNER OF GARAGE IN 125 OLD WILSON BRIDGE
125 | OLD WILSON BRIDGE RD | 43085-2226 | Active | 1817451213 | AMES | 3000SS | DCDA | 6.000 | 3607945 | NW CORNER OF PARKING GARAGE IN 125 OLD WILSON BRIDGE
125 | OLD WILSON BRIDGE RD | 43085-2226 | Active | 21782 | WATTS | 007M1QT | DC | 0.750 | 3607946 | NW CORNER OF PARKING GARAGE IN 125 OLD WILSON BRIDGE
125 | OLD WILSON BRIDGE RD | 43085-2226 | Not Required by DOW | 46663 | WATTS | LF919QT | RP | 1.000 | 3607947 | NE SIDE MECH RM 2ND FL GARAGE OF 160 W WILSON BRIDGE
125 | OLD WILSON BRIDGE RD | 43085-2226 | LPS - Active |  |  |  | LPC |  | 3636471 | DOMESTIC PUMP - PUMP ROOM OF 160 W WILSON BRIDGE RD
125 | OLD WILSON BRIDGE RD | 43085-2226 | Not Required by DOW | 127611 | WATTS | LF009QT | RP | 0.500 | 3648391 | OSU OUTPATIENT CARE . LIEBERT UNIT, JANITORS CLOSET CELING ROOM 1177J
495 | OLDBRIDGE DR | 43220 | Active | EAF5436 | WILKINS | 720A | PVB | 0.750 | 3654699 | FRONT LEFT OF HOUSE
4975 | OLDBRIDGE DR | 43220-2841 | Active | ABM0297 | WILKINS | 975XL | RP | 1.000 | 99920 | FRONT RIGHT OF ENTRY BEHIND WALL
6848 | OLDE DUTCH RD | 43081 | Active | T252163 | WILKINS | 720A | PVB | 1.000 | 3646754
6871 | OLDE DUTCH RD | 43081 | Active | T348582 | WILKINS | 720 | PVB | 0.750 | 3646548 | LEFT FRONT
6298 | OLDE ORCHARD DR | 43213-3416 | Active | CAC14842 | WILKINS | 720A | PVB | 1.000 | 69582 | RIGHT SIDE OF HOUSE
2242 | OLDE SAWMILL BLVD | 43016-9218 | Active | T410167 | WILKINS | 720 | PVB | 0.750 | 3499759
2362 | OLDE SAWMILL BLVD | 43016-9217 | Active | CAB61572 | WILKINS | 720A | PVB | 1.000 | 99829 | BACK LEFT
2414 | OLDE SAWMILL BLVD | 43016-9206 | Active | CB272559 | WILKINS | 720A | PVB | 0.750 | 3499792
2485 | OLDE SAWMILL BLVD | 43016-9095 | Active | 286369 | WATTS | LF009M3PCQT | RP | 0.750 | 58432 | MECHANICAL ROOM
2485 | OLDE SAWMILL BLVD | 43016-9095 | Due Install |  |  |  | RP | 6.000 | 3629581 | OLDE SAWMILL IN HOT BOX AT PIT
680 | OLDE SETTLER PL | 43214-2924 | Active | AC4360 | FEBCO | 765 | PVB | 0.750 | 94156 | RIGHT SIDE OF HOUSE NEXT TO GAS METER
703 | OLDE SETTLER PL | 43214-2923 | Active | G212221 | WILKINS | 720A | PVB | 1.000 | 3499810 | RIGHT SIDE OF HOUSE
739 | OLDE SETTLER PL | 43214-2923 | Active | T015631 | WILKINS | 720A | PVB | 1.500 | 3499816 | Front of House
784 | OLDE SETTLER PL | 43214-2924 | Active | 672124 | WILKINS | 720A | PVB | 0.750 | 94157 | LEFT SIDE OF HOUSE
809 | OLDE SETTLER PL | 43214-2923 | Active | B143506 | WATTS | 800M4QT | PVB | 1.000 | 98525 | FRONT OF HOUSE
583 | OLDENBURGH WAY | 43016-3273 | Replaced | REPR096919 | WILKINS | 720A | PVB | 0.750 | 68116 | REPLACED- WEST SIDE OF HOUSE (LEFTSIDE)
5836 | OLDENBURGH WAY | 43016-3273 | Removed | T205945REM | WILKINS | 720A | PVB | 0.750 | 3610017 | ***REMOVED***WEST SIDE OF HOUSE (LEFT SIDE)
3012 | OLDHAM RD | 43221-2827 | Active | T473967 | WILKINS | 720A | PVB | 0.750 | 3499875
3020 | OLDHAM RD | 43221-2827 | Active | EAK7231 | WILKINS | 720A | PVB | 0.750 | 3499876 | \\c
5531 | OLDWYNNE RD | 43026-9504 | Active | T477383 | WILKINS | 720 | PVB | 0.750 | 3499883 | RIGHT SIDE
5538 | OLDWYNNE RD | 43026-9505 | Active | T433233 | WILKINS | 720A | PVB | 1.000 | 67200 | OUTSIDE LEFT SIDE
5573 | OLDWYNNE RD | 43026-9504 | Active | VAA11075 | WILKINS | 720A | PVB | 0.750 | 95641 | RIGHT SIDE OF HOUSE
2800 | OLE COUNTRY LN | 43219-1610 | Not Required by DOW | H59611 | FEBCO | 825Y | RP | 1.000 | 88756 | WTR MTR RM
2800 | OLE COUNTRY LN | 43219-1610 | Active | W255006 | WILKINS | 975XL | RP | 1.500 | 88879 | MECH ROOM/WATER METER ROOM
770 | OLEN DR | 43085-3436 | Active | 356760 | WILKINS | 975 | RP | 0.750 | 72560 | BSMNT AT WATER METER
770 | OLEN DR | 43085-3436 | Removed | 54043REM | WATTS | 009PCQT | RP | 0.500 | 72561 | BSMNT
844 | OLENBROOK DR | 43035-8707 | Active | T479863 | WILKINS | 720A | PVB | 0.750 | 73865 | RIGHT SIDE OF HOUSE
8452 | OLENBROOK DR | 43035-8707 | Active | cb205784 | WILKINS | 720A | PVB | 0.750 | 94158 | SOUTH SIDE OF HOME
8770 | OLENBROOK DR | 43035-8728 | Active | EAE8419 | WILKINS | 720A | PVB | 0.750 | 102584 | RIGHT OF HOUSE INSIDE FENCE
8863 | OLENBROOK DR | 43035-9715 | Active | T132743 | WILKINS | 720A | PVB | 0.750 | 102815 | RIGHT SIDE OF HOUSE
750 | OLENHURST CT | 43235-2162 | Active | G212823 | WILKINS | 720A | PVB | 0.750 | 95392 | BACK OF HOUSE
759 | OLENHURST CT | 43235-2164 | Active | 370016 | WATTS | 800M4FR | PVB | 0.750 | 3499953 | NORTH SIDE OF HOUSE
767 | OLENHURST CT | 43235-2164 | Active | 96996 | FEBCO | 765 | PVB | 0.750 | 72463 | REAR OF HOUSE NEAR AC UNIT
778 | OLENHURST CT | 43235-2163 | Active | H05173 | FEBCO | 765 | PVB | 1.000 | 72789 | FRONT OF HOUSE
786 | OLENHURST CT | 43235-2163 | Active | T122489 | WILKINS | 720A | PVB | 1.000 | 94159 | BACK LEFT BY A/C
792 | OLENHURST CT | 43235-2163 | Active | 319862 | WILKINS | 720A | PVB | 1.000 | 94160 | LEFT FRONT SIDE OF HOUSE
797 | OLENHURST CT | 43235-2164 | Active | 542026 | WILKINS | 720A | PVB | 0.750 | 94161 | FRONT LEFT CORNER
355 | OLENTANGY BLVD | 43214-4022 | Active | 126153 | WATTS | LF009QT | RP | 0.500 | 3499962 | IN BASEMENT BY WATER METER
3719 | OLENTANGY BLVD | 43214-3622 | Active | CB000917 | WILKINS | 720A | PVB | 0.750 | 61569 | FRONT OF HOUSE
3869 | OLENTANGY BLVD | 43214-3533 | Active | T345818 | WILKINS | 720 | PVB | 0.750 | 3500008 | LEFT SIDE
4175 | OLENTANGY BLVD | 43214-3031 | Active | 007082 | WATTS | 800CMQT | PVB | 0.750 | 91493 | north corner of house
4321 | OLENTANGY BLVD | 43214-3035 | Active | T480650 | WILKINS | 720A | PVB | 0.750 | 3500037 | BACK RIGHT
4399 | OLENTANGY BLVD | 43214-3053 | Active | F137511 | WILKINS | 720A | PVB | 0.750 | 99662 | RIGHT SIDE OF HOUSE
4559 | OLENTANGY BLVD | 43214-2512 | Active | T197652 | WILKINS | 720 | PVB | 0.750 | 3500081 | FRONT OF HOUSE CENTER
4560 | OLENTANGY BLVD | 43214-2513 | Active | 242846 | WATTS | 009 | RP | 0.750 | 3500082 | FRONT 6' S X 10' W OF FRONT DOOR BY BUSH
4566 | OLENTANGY BLVD | 43214-2513 | Active | T210805 | WILKINS | 720 | PVB | 0.750 | 3500083 | FRONT OF HOUSE
4567 | OLENTANGY BLVD | 43214-2512 | Active | T460978 | WILKINS | 720A | PVB | 0.750 | 64365 | RIGHT SIDE OF HOUSE
4617 | OLENTANGY BLVD | 43214-2539 | Active | CAA59417 | WILKINS | 720A | PVB | 0.750 | 3500089 | Front of house left of door
4715 | OLENTANGY BLVD | 43214-2500 | Active | EA13125 | WILKINS | 720A | PVB | 0.750 | 3500103 | FRONT OF HOUSE RIGHT SIDE
4793 | OLENTANGY BLVD | 43214-2052 | Active | DA9518 | FEBCO | 765 | PVB | 1.000 | 65064 | FRONT OF HOUSE N.E. CORNER FLOWER BED
4827 | OLENTANGY BLVD | 43214-2052 | Active | BH8541 | FEBCO | 765 | PVB | 0.750 | 94162 | RIGHT SIDE INSIDE THE GATE
4837 | OLENTANGY BLVD | 43214-2049 | Active | T685170 | WILKINS | 720A | PVB | 1.000 | 65192 | FRONT OF HOUSE TO THE RIGHT
4886 | OLENTANGY BLVD | 43214-2046 | Replaced | REP670766 | RAINBIRD | AC4000 | DC | 0.750 | 90768 | REPLACED- FRONT OF HOUSE
4886 | OLENTANGY BLVD | 43214-2046 | Active | T205862 | WILKINS | 720A | PVB | 0.750 | 3610174 | FRONT OF HOUSE
4900 | OLENTANGY BLVD | 43214-2046 | Active | 02458 | FEBCO | 765 | PVB | 1.000 | 3500113 | LEFT FRONT
4922 | OLENTANGY BLVD | 43214-2046 | Replaced | REPF006227 | WILKINS | 720A | PVB | 0.750 | 98292 | REPLACED- FRONT RIGHT
4922 | OLENTANGY BLVD | 43214-2046 | Active | T206192 | WILKINS | 720A | PVB | 0.750 | 3609793 | FRONT RIGHT
4925 | OLENTANGY BLVD | 43214 | Active | CB153136 | WILKINS | 720A | PVB | 0.750 | 3613302 | LEFT FRONT
4935 | OLENTANGY BLVD | 43214-2049 | Active | G250875 | WILKINS | 720A | PVB | 0.750 | 99521 | RIGHT OF FRONT DOOR
4945 | OLENTANGY BLVD | 43214-2049 | Active | CB081492 | WILKINS | 720 | PVB | 0.750 | 94163 | FRONT OF HOUSE
5693 | OLENTANGY BLVD | 43085-3824 | Active | CB548762 | WILKINS | 720A | PVB | 0.750 | 67621 | REAR OF HOUSE
5707 | OLENTANGY BLVD | 43085-3824 | Active | CAA67142 | WILKINS | 720 | PVB | 0.750 | 3500121 | LEFT SIDE
5730 | OLENTANGY BLVD | 43085-3829 | Active | BB5109 | FEBCO | 765 | PVB | 0.750 | 94165 | REAR OF HOUSE
5754 | OLENTANGY BLVD | 43085-3829 | Active | G186056 | WILKINS | 720A | PVB | 0.750 | 92329 | SOUTH SIDE OF HOUSE
5757 | OLENTANGY BLVD | 43085-3824 | Active | EAF7986 | WILKINS | 720 | PVB | 0.750 | 3500125 | FRONT CENTER
5778 | OLENTANGY BLVD | 43085-3829 | Active | CB655515 | WILKINS | 720A | PVB | 0.750 | 3500128 | LEFT REAR BY GAS METER
5901 | OLENTANGY BLVD | 43085-3828 | Active | Cb899095 | WILKINS | 720A | PVB | 1.000 | 68284 | LEFT OF FRONT DOOR
5915 | OLENTANGY BLVD | 43085-3828 | Active | H277512 | FEBCO | 765 | PVB | 0.750 | 68318 | REAR OF HOUSE
5925 | OLENTANGY BLVD | 43085-3828 | Active | CB638592 | WILKINS | 720A | PVB | 0.750 | 3500141 | FRONT LEFT
6160 | OLENTANGY BLVD | 43085-3866 | Removed | 151921REM | WILKINS | 420 | PVB | 1.000 | 69187 | LEFT FRONT OF HOUSE
6180 | OLENTANGY BLVD | 43085-3866 | Active | 3070 | WATTS | 800QT | PVB | 1.250 | 69272 | EAST SIDE OF HOUSE -- REAR
20 | OLENTANGY MEADOWS DR | 43035 | Active | TB-0696 | WATTS | 957 | RP | 4.000 | 3642499 | FIRE PUMP ROOM
20 | OLENTANGY MEADOWS DR | 43035 | Active | TH-2463 | WATTS | 957 | RPDA | 8.000 | 3642500 | FIRE PUMP ROOM
20 | OLENTANGY MEADOWS DR | 43035 | Active | 82265 | WATTS | LF919-QT | RP | 0.750 | 3642501 | FIRE PUMP ROOM
20 | OLENTANGY MEADOWS DR | 43035 | LPS - Active |  |  |  | LPC |  | 3642502 | DOMESTIC PUMP - FIRE PUMP ROOM IN PARKING GARAGE WEST SIDE OF BUILDING
20 | OLENTANGY MEADOWS DR | 43035 | LPS - Active |  |  |  | LST |  | 3642503 | FIRE PUMP - FIRE PUMP ROOM IN PARKING GARAGE WEST SIDE OF BUILDING
20 | OLENTANGY MEADOWS DR | 43035 | Not Required by DOW | J033417 | FEBCO | 825Y | RP | 1.500 | 3646504 | IN FIRE PUMP ROOM IN GARAGE
81 | OLENTANGY MEADOWS DR | 43035- | Active | 257857 | WATTS | 909 | RP | 6.000 | 73298 | USE 6/3/15 CAGIN HOT BOX IN THE LANDSCAPING FOR THE VILLAGE OF OLENTANGY MEADOWS
81 | OLENTANGY MEADOWS DR | 43035- | Active | 1361877 | WILKINS | 975XL | RP | 0.750 | 73299 | USE 6/3/15 CAG. ENTRYWAY @ METER PIT AND HOT BOX
32 | OLENTANGY MEADOWS DR | 43035-7328 | Active | T240708 | WILKINS | 720A | PVB | 0.750 | 3598005 | LEFT SIDE
915 | OLENTANGY RIVER RD | 43212-3153 | Active | N0801170634 | FEBCO | 876V | DCDA | 6.000 | 96240 | SPRINKLER PUMP ROOM
915 | OLENTANGY RIVER RD | 43212-3153 | Active | H012984 | FEBCO | 805YR | DC | 0.750 | 96292 | SPRINKLER PUMP ROOM
915 | OLENTANGY RIVER RD | 43212-3153 | Active | 184748 | WATTS | 909QTFDA | RP | 3.000 | 96293 | METER ROOM SOUTH SIDE
915 | OLENTANGY RIVER RD | 43212-3153 | Not Required by DOW | 09507 | WATTS | 919QT | RP | 1.500 | 96294 | METER ROOM SOUTH SIDE
915 | OLENTANGY RIVER RD | 43212-3153 | Not Required by DOW | 016927 | WATTS | 800M4FR | PVB | 0.750 | 101844 | ROOM 1090A
915 | OLENTANGY RIVER RD | 43212-3153 | Not Required by DOW | 09286 | WATTS | 008PCQT | PVB | 1.000 | 101845 | ROOM 1026B
915 | OLENTANGY RIVER RD | 43212-3153 | Not Required by DOW | 63381 | WATTS | 008PCQT | PVB | 0.500 | 101846 | ROOM 1026
915 | OLENTANGY RIVER RD | 43212-3153 | Not Required by DOW | 776124 | WATTS | 800M4FR | PVB | 1.000 | 101847 | ROOM 1026B
915 | OLENTANGY RIVER RD | 43212-3153 | Not Required by DOW | A01017 | WATTS | 919 | RP | 0.500 | 101848 | ROOM 1026
915 | OLENTANGY RIVER RD | 43212-3153 | Not Required by DOW | 65556 | WATTS | 008PCQT | PVB | 0.500 | 101849 | ROOM 1026
915 | OLENTANGY RIVER RD | 43212-3153 | Not Required by DOW | 64158 | WATTS | 008PCQT | PVB | 0.500 | 101850 | ROOM 1026
915 | OLENTANGY RIVER RD | 43212-3153 | Not Required by DOW | 65569 | WATTS | 008PCQT | PVB | 0.500 | 101851 | ROOM 1175A
915 | OLENTANGY RIVER RD | 43212-3153 | Not Required by DOW | 64157 | WATTS | 008PCQT | PVB | 0.500 | 101852 | ROOM 1026
915 | OLENTANGY RIVER RD | 43212-3153 | Not Required by DOW | 09231 | WATTS | 008PCQT | PVB | 1.000 | 101853 | ROOM 1175A
915 | OLENTANGY RIVER RD | 43212-3153 | Not Required by DOW | 09228 | WATTS | 008PCQT | PVB | 1.000 | 101854 | ROOM 1170A
915 | OLENTANGY RIVER RD | 43212-3153 | Not Required by DOW | 65554 | WATTS | 008PCQT | PVB | 0.500 | 101855 | ROOM 1170A
915 | OLENTANGY RIVER RD | 43212-3153 | Not Required by DOW | 65555 | WATTS | 008PCQT | PVB | 0.500 | 101856 | ROOM 1165A
915 | OLENTANGY RIVER RD | 43212-3153 | Not Required by DOW | 09216 | WATTS | 008PCQT | PVB | 1.000 | 101857 | ROOM 1165A
915 | OLENTANGY RIVER RD | 43212-3153 | Not Required by DOW | 622693 | WATTS | 909RTRPZ | RP | 1.000 | 101858 | ROOM 2129M
915 | OLENTANGY RIVER RD | 43212-3153 | Not Required by DOW | 22796 | WATTS | 919AQT | RP | 0.750 | 101859 | ROOM 1090A
915 | OLENTANGY RIVER RD | 43212-3153 | Not Required by DOW | 022550 | WATTS | 800M4FR | PVB | 0.750 | 101860 | ROOM 1090A
915 | OLENTANGY RIVER RD | 43212-3153 | Not Required by DOW | 3453 | WATTS | 009M3-FP | RP | 0.750 | 3611843 | 1090A HIGH
101 | OLENTANGY RIVER RD | 43212-3148 | Active | 53553 | AMES | 2000B | DC | 0.750 | 93210 | MECH ROOM NE OF 1ST FLOOR
1015 | OLENTANGY RIVER RD | 43212-3148 | Active | 155695 | AMES | 3000SS | DCDA | 8.000 | 93211 | MECH ROOM NE OF 1ST FLOOR
1015 | OLENTANGY RIVER RD | 43212-3148 | Active | 176310 | WATTS | 909QTFDA | RP | 3.000 | 93212 | METER ROOM NE SIDE
1015 | OLENTANGY RIVER RD | 43212-3148 | Not Required by DOW | A06072 | WATTS | 009M2QT | RP | 1.500 | 93213 | METER ROOM NE SIDE
1015 | OLENTANGY RIVER RD | 43212-3148 | Not Required by DOW | 05827 | WATTS | 009QT | RP | 0.500 | 96839 | KITCHEN SERVING LINE
1015 | OLENTANGY RIVER RD | 43212-3148 | LPS - In Review | [5 empty] | 3628024
1089 | OLENTANGY RIVER RD | 43212 | Active | X15292 | WILKINS | 375A | RP | 4.000 | 3651221 | NE SIDE IN HOT BOX AT WATER METER
1145 | OLENTANGY RIVER RD | 43212-3117 | Not Required by DOW | 3311472 | WILKINS | 975XL | RP | 1.000 | 100215 | MECHANICAL ROOM 1ST FLOOR RIGHT REAR CORNER OF BUILDING
1145 | OLENTANGY RIVER RD | 43212-3117 | Active | IG2565 | AMES | 3000GDCDA | DCDA | 6.000 | 100235 | MECHANIC ROOM EAST FIRST FLOOR
1145 | OLENTANGY RIVER RD | 43212-3117 | Active | 13805 | AMES | 2000BM3-FP | DC | 0.750 | 100236 | MECHANIC ROOM EAST FIRST FLOOR
1145 | OLENTANGY RIVER RD | 43212-3117 | Active | 60932 | WILKINS | 375 | RP | 3.000 | 100237 | MECHANICAL ROOM FIRST FLOOR RIGHT REAR CORNER OF BUILDING
1145 | OLENTANGY RIVER RD | 43212-3117 | Not Required by DOW | 32078 | WATTS | 919AQT | RP | 0.750 | 100565 | 1960 M
1171 | OLENTANGY RIVER RD | 43212- | Active | 3803784 | WILKINS | 975XL | RP | 1.500 | 103864 | IN METER ROOM ON E SIDE OF BUILDING OSD CODE 1212
1171 | OLENTANGY RIVER RD | 43212- | Active | 1774040212 | AMES | 3000SS | DCDA | 4.000 | 103884 | MECHANICAL ROOM E SIDE BLDG OSD CODE 1212
1171 | OLENTANGY RIVER RD | 43212- | Active | 67702 | AMES | 2000B | DC | 0.750 | 103885 | MECHANICAL ROOM OSD E SIDE BLDG DOOR CODE 1212
1171 | OLENTANGY RIVER RD | 43212- | Not required by DOW | 16616 | WATTS | 919AQT | RP | 1.500 | 103956 | BY SUBMETER ABOVE WATER HEATER
1171 | OLENTANGY RIVER RD | 43212- | Not required by DOW | 3821004 | WILKINS | 975XL2 | RP | 0.750 | 104048 | 1187 OLENTANGY RIVER RD, KITCHEN AREA NEXT TO PREP SINK
1171 | OLENTANGY RIVER RD | 43212- | Not required by DOW | W397559 | WILKINS | 975XL | RP | 0.500 | 104049 | 1171 OLENTANGY RIVER RD, KITCHEN AREA
1195 | OLENTANGY RIVER RD | 43212 | Not Required by DOW | ABF8281 | WILKINS | 975 | RP | 0.750 | 3653683 | AT METER
1195 | OLENTANGY RIVER RD | 43212 | Active | 109931 | WATTS | LF009M2OT | RP | 1.500 | 3653688 | IN HOT BOX OFF 3RD AVE S/E SIDE OF BLDG 1ST OF 2
1211 | OLENTANGY RIVER RD | 43212 | Active | 212137 | WATTS | LF009M2QT | RP | 2.000 | 3653674 | RISER ROOM @ WATER METER, NW CORNER
1211 | OLENTANGY RIVER RD | 43212 | Active | 1103070 | AMES | 3000SS | DCDA | 4.000 | 3653676
1211 | OLENTANGY RIVER RD | 43212 | Active | 86752 | AMES | 2000B | DC | 0.750 | 3653677
1223 | OLENTANGY RIVER RD | 43212 | Active | 199470 | WATTS | 009M2 | RP | 2.000 | 3653719 | HOT BOX OFF 3RD AVE EAST HOT BOX S/E OF CHIPOLTE
1223 | OLENTANGY RIVER RD | 43212 | Active | WL-0123 | AMES | 3000CIV | DCDA | 6.000 | 3653743 | METER PIT
1223 | OLENTANGY RIVER RD | 43212 | Active | 68035 | AMES | 2000B | DC | 0.750 | 3653744 | METER PIT
1223 | OLENTANGY RIVER RD | 43212 | Not Required by DOW | ABP9473 | WILKINS | 975 | RP | 0.750 | 3654324
1245 | OLENTANGY RIVER RD | 43212-3118 | Active | 627975 | WILKINS | 975 | RP | 2.000 | 54398 | BSMNT AT WATER MTR DOMESTIC TOP DEVICE FISH MARKET
1245 | OLENTANGY RIVER RD | 43212-3118 | Active | 130657 | WATTS | 709 | DC | 3.000 | 75040 | BSMNT AT WATER METER FIRE BELOW/BOTTM DEVICE FISH MARKET
1275 | OLENTANGY RIVER RD | 43212-3119 | Active | 051446 | WATTS | 009M2QT | RP | 1.500 | 54500 | NORTHWEST LARGE SUPPLY ROOM
1275 | OLENTANGY RIVER RD | 43212-3119 | Removed | M3626REM | WATTS | 800MQT | PVB | 0.500 | 54501 | REMOVED- LAB AREA BEHIND RECEPTIONIST
1275 | OLENTANGY RIVER RD | 43212-3119 | Not Required by DOW | W062828 | WATTS | 909QT | RP | 0.750 | 54503 | BOILER ROOM LOWER LEVEL
1275 | OLENTANGY RIVER RD | 43212-3119 | Not Required by DOW | 476625 | WATTS | 909QT | RP | 0.750 | 54504 | Above ceiling 1st Floor South East Space
1275 | OLENTANGY RIVER RD | 43212-3119 | Removed | 886REM | WATTS | 800MQT | PVB | 0.500 | 54505 | REMOVED- LAB AREA BEHIND RECEPTIONIST
1275 | OLENTANGY RIVER RD | 43212-3119 | Removed | 4050REM | WATTS | 800MQT | PVB | 0.500 | 3607453 | *****REMOVED*****DENTAL OFFICE 102
1275 | OLENTANGY RIVER RD | 43212-3119 | Not Required by DOW | 050302 | CONBRACO | PVB | PVB | 0.500 | 3607454 | DENTAL OFFICE, NEXT TO DARK ROOM
1299 | OLENTANGY RIVER RD | 43212-3135 | Removed | 05762REM | WATTS | 008PCQT | PVB | 0.750 | 54552 | ABOVE MOPSINK REMOVED
1299 | OLENTANGY RIVER RD | 43212-3135 | Not Required by DOW | W175377 | WILKINS | 975XL | RP | 0.750 | 54553 | ICE MACHINE
1299 | OLENTANGY RIVER RD | 43212-3135 | Removed | REM253928 | WILKINS | 950 | DC | 2.000 | 54554 | REMOVED - 1305 OLENTANGY RIVER RD, BASEMENT BOILER RM (E WALL)
1299 | OLENTANGY RIVER RD | 43212-3135 | Removed | 445157REM | WATTS | 909M1QT | RP | 2.000 | 54555 | REMOVED - BLDG RAZED 1303 OLENTANGY RIVER RD, BASEMENT -WATER ROOM
1299 | OLENTANGY RIVER RD | 43212-3135 | Not Required by DOW | 455771 | WILKINS | 975 | RP | 1.500 | 54556 | BASEMENT AT DEDUCT METER
1299 | OLENTANGY RIVER RD | 43212-3135 | Removed | 87700REM | WATTS | 009M1QT | RP | 2.000 | 54557 | REMOVED - BLDG RAZED BASEMENT (1294 OLENTANGY RIVER RD SUITE 100)
1299 | OLENTANGY RIVER RD | 43212-3135 | Removed | REMB09743 | WILKINS | 975 | RP | 3.000 | 54558 | REMOVED - BOILER ROOM
1299 | OLENTANGY RIVER RD | 43212-3135 | Not Required by DOW | B195354 | WILKINS | 375XL | RP | 2.000 | 3632733 | IN BASEMENT OF CAP CITY FINE DINER
1299 | OLENTANGY RIVER RD | 43212-3135 | Active | 74854 | WATTS | 919QT | RP | 0.750 | 3632993 | IN HOTBOX IN PARKING LOT AT STREET
1299 | OLENTANGY RIVER RD | 43212-3135 | Active | SE-1415 | AMES | COLT500GV | RPDA | 8.000 | 3635339 | IN HOTBOX IN PARKING LOT AT STREET
1299 | OLENTANGY RIVER RD | 43212-3135 | Active | SE-1134 | AMES | COLT400 | RP | 4.000 | 3635340 | IN HOTBOX IN PARKING LOT AT STREET
1299 | OLENTANGY RIVER RD | 43212-3135 | Not Required by DOW | 4585708 | WILKINS | 975XL | RP | 1.000 | 3635747 | HOT BOX FRONT OF 1299 OLENTANGY RIVER ROAD
1299 | OLENTANGY RIVER RD | 43212-3135 | Not Required by DOW | 072982 | WATTS | LF009M2 | RP | 1.500 | 3644615 | POOL BOILER ROOM
1313 | OLENTANGY RIVER RD | 43212-3120 | Not Required by DOW | 1043267 | WILKINS | 975XL | RP | 1.000 | 54639 | 2ND FLOOR POOL ROOM
1313 | OLENTANGY RIVER RD | 43212-3120 | Not Required by DOW | 587219 | WATTS | 909QT | RP | 0.750 | 54642 | ABOVE DOORWAY TO BOILER ROOM (BASEMENT)
1313 | OLENTANGY RIVER RD | 43212-3120 | Active | N58694 | WILKINS | 350DA | DCDA | 3.000 | 3635656 | NORTHEAST SPRINKLER RISER ROOM
1313 | OLENTANGY RIVER RD | 43212-3120 | Active | HC19208 | WILKINS | 950XLD | DC | 0.750 | 3635657 | NORTHEAST SPRINKLER RISER ROOM
1313 | OLENTANGY RIVER RD | 43212-3120 | Active | TA-2426 | WATTS | 957 | RP | 4.000 | 3639109 | AT METER
1347 | OLENTANGY RIVER RD | 43212-3120 | Active | 11389 | WATTS | 919AQT | RP | 1.500 | 93296 | E WALL IN KITCHEN
1421 | OLENTANGY RIVER RD | 43212 | Not Required by DOW | 13810 | WATTS | 919QT | RP | 1.500 | 100131 | WEST WALL OF MECH ROOM ABOVE CONTAINMENT DEVICE
1421 | OLENTANGY RIVER RD | 43212 | Active | JH0965 | WATTS | 957 | RP | 6.000 | 100132 | MECHANICAL ROOM ON NW WALL
1421 | OLENTANGY RIVER RD | 43212 | Active | 1750870511 | AMES | 3000SS | DCDA | 6.000 | 100315 | MECHANICAL ROOM
1421 | OLENTANGY RIVER RD | 43212 | Not Required by DOW | AKA5394 | WILKINS | 375XL | RP | 1.500 | 100316 | POOL MECHANICAL ROOM
1421 | OLENTANGY RIVER RD | 43212 | Active | 17851 | WATTS | 007M1QT | DC | 0.750 | 100317 | MECHANICAL ROOM
1445 | OLENTANGY RIVER RD | 43212-1449 | Removed | REM406780 | WATTS | 909QT | RP | 0.750 | 55041 | MECHANICAL ROOM-B REMOVED
1445 | OLENTANGY RIVER RD | 43212-1449 | Removed | H271761REM | FEBCO | 765 | PVB | 0.750 | 55042 | POOL ROOM
1445 | OLENTANGY RIVER RD | 43212-1449 | Removed | A008729REM | WILKINS | 720A | PVB | 0.750 | 55043 | BOILER ROOM A BUILDING
1445 | OLENTANGY RIVER RD | 43212-1449 | Active | 44983 | AMES | LF919QT | RP | 2.000 | 3633057 | FRONT RIGHT OF PROPERTY. METER ROOM BY DRVE THROUGH
1445 | OLENTANGY RIVER RD | 43212-1449 | Not Required by DOW | CAA47295 | WILKINS | 720 | PVB | 1.000 | 3657536 | MECHANICAL ROOM EAST SIDE
1455 | OLENTANGY RIVER RD | 43212-1449 | Not Required by DOW | 110513 | WILKINS | 720A | PVB | 1.000 | 55079 | IN MECHANICAL ROOM BESIDE WATER METER
1455 | OLENTANGY RIVER RD | 43212-1449 | Not Required by DOW | 432234 | WILKINS | 975XL | RP | 0.750 | 55080 | BACK OFFICE ELECTRIC ROOM
1455 | OLENTANGY RIVER RD | 43212-1449 | Active | 559332 | WILKINS | 975XL | RP | 2.000 | 55081 | IN MECHANICAL ROOM AT WATER METER
1455 | OLENTANGY RIVER RD | 43212-1449 | Not Required by DOW | W401592 | Wilkins | 975XL | RP | 0.500 | 55082 | IN KITCHEN BESIDE HAND SINK
1483 | OLENTANGY RIVER RD | 43212-1449 | Active | 1111111483 | HYDRO-GAP | XX | AG | 10.000 | 55117 | ABOVE 3 COMPARTMENT SINK
1483 | OLENTANGY RIVER RD | 43212-1449 | Active | AG1483 | XX | XX | AG | 10.000 | 55118 | ABOVE MOP SINK FAUCET
1483 | OLENTANGY RIVER RD | 43212-1449 | Not Required by DOW | 044089 | WATTS | LF800M4QT | PVB | 1.000 | 55119 | CENTER BUILDING BY WATER METER
1483 | OLENTANGY RIVER RD | 43212-1449 | Active | AJAI6485 | WILKINS | 375 | RP | 1.000 | 3652241 | CENTER BUILDING BY WATER METER
1501 | OLENTANGY RIVER RD | 43212-1449 | Active | 181467 | FEBCO | 825Y | RP | 1.000 | 55235 | REAR OF BLDG AT WATER METER
1501 | OLENTANGY RIVER RD | 43212-1449 | Active | 847323 | WILKINS | 975XL | RP | 1.500 | 55236 | REAR OF BUILKING AT WATER METER
1501 | OLENTANGY RIVER RD | 43212-1449 | LPS - In Review |  |  |  | LPC |  | 3638658
1515 | OLENTANGY RIVER RD | 43212-1451 | Active | 53174 | WATTS | 919AQT | RP | 0.750 | 3500286 | OFFICE BY WINDOW UNDER SINK
1539 | OLENTANGY RIVER RD | 43212-1451 | Not Required by DOW | 33734 | WATTS | 919QT | RP | 1.000 | 100974 | MECHANICAL ROOM ABOVE MAIN BUILDING BFP
1539 | OLENTANGY RIVER RD | 43212-1451 | Active | 3491961 | WILKINS | 975XL | RP | 2.000 | 102385 | MECHANICAL ROOM WEST SIDE OF BUILDING
1539 | OLENTANGY RIVER RD | 43212-1451 | Active | F0506211411 | FEBCO | 876V | DCDA | 4.000 | 102386 | MECHANIC ROOM
1539 | OLENTANGY RIVER RD | 43212-1451 | Active | H017634 | FEBCO | 805YB | DC | 0.750 | 102387 | MECHANICAL ROOM
1570 | OLENTANGY RIVER RD | 43212-1450 | Active | 255526 | WATTS | 009M2PCQT | RP | 2.000 | 88529 | SE METER ROOM BEHIND 1430 .OUTSIDE DOOR
1570 | OLENTANGY RIVER RD | 43212-1450 | Not Required by DOW | W255008 | WILKINS | 975XLBMS | RP | 1.500 | 88675 | MTR RM S.W. CORNER OF BLDG
1570 | OLENTANGY RIVER RD | 43212-1450 | Not Required by DOW | 1940797 | WILKINS | 975XL | RP | 1.250 | 88889 | S.E. METER ROOM SERVES UNIT 1540
1640 | OLENTANGY RIVER RD | 43212- | Not Required by DOW | 422675 | WATTS | 909QT | RP | 0.750 | 55681 | 0 USE 6/3/15 CAG. SOUTH WALL BY LIEBERT UNIT
1725 | OLENTANGY RIVER RD | 43212- | Not Required by DOW | 11975 | WATTS | 009M2QT | RP | 1.500 | 55960 | 1731 OLENTANGY RIVER Old Navy Store #5669, TO THE RIGHT OF REAR DOOR
1725 | OLENTANGY RIVER RD | 43212- | Not Required by DOW | 149489 | WATTS | 909 | RP | 3.000 | 55961 | SOUTH RISER ROOM -- 777 KINNEAR RD (AMC THEATER)
1725 | OLENTANGY RIVER RD | 43212- | Not Required by DOW | 149495 | WATTS | 909 | RP | 3.000 | 55962 | SPRINKLER RISER ROOM WEST SIDE OF BLDG (1717 OLENTANGY)
1725 | OLENTANGY RIVER RD | 43212- | Not Required by DOW | 20299 | AMES | 2000SS | DC | 4.000 | 55963 | REAR OF BLDG AT WATER METER--1747 OLENTANGY RIVER RD
1725 | OLENTANGY RIVER RD | 43212- | Not Required by DOW | 24L0729 | AMES | 2000SS | DC | 6.000 | 55964 | WEST SIDE OF BUILDING IN WATER METER CAGE
1725 | OLENTANGY RIVER RD | 43212- | Not Required by DOW | 20883 | AMES | 2000SS | DC | 6.000 | 55965 | REAR OF BUILDING AT WATER METER (1739 OLENTANGY RIVER RD)
1725 | OLENTANGY RIVER RD | 43212- | Not Required by DOW | 2LL1017 | AMES | 2000SS | DC | 6.000 | 55966 | MECH RM SOUTH SIDE OF BLDG--777 KINNEAR RD (AMC THEATER)
1725 | OLENTANGY RIVER RD | 43212- | Not Required by DOW | 211531 | AMES | 2000SS | DC | 4.000 | 55967 | REAR OF BLDG AT WATER METER BACK NW WALL (1665 OLENTANGY RIVER)
1725 | OLENTANGY RIVER RD | 43212- | Not Required by DOW | 21356 | AMES | 2000SS | DC | 4.000 | 55968 | WATER METER ROOM REAR OF STAPLE
1725 | OLENTANGY RIVER RD | 43212- | Not Required by DOW | 2GL1357 | AMES | 2000SS | DC | 4.000 | 55969 | 1731 OLENTANGY RIVER RD, NW CORNER OF BLDG NEAR WATER METER
1725 | OLENTANGY RIVER RD | 43212- | Not Required by DOW | 415756 | WATTS | 909M2QT | RP | 1.000 | 55970 | IN THEATER BEHIND SYRUP RACK - 777 KINNEAR RD
1725 | OLENTANGY RIVER RD | 43212- | Not Required by DOW | 431012 | WILKINS | 975 | RP | 0.750 | 55971 | KITCHEN AT MOP SINK SIDE WALL (CUP O JOE 1791 OLENTANGY RIVER RD
1725 | OLENTANGY RIVER RD | 43212- | Not Required by DOW | 431343 | WILKINS | 975 | RP | 2.000 | 55972 | REAR OF BUILDING AT WATER METER--1739 OLENTANGY RIVER RD
1725 | OLENTANGY RIVER RD | 43212- | Not Required by DOW | 528945 | WILKINS | 975 | RP | 2.000 | 55973 | REAR OF BUILDING AT WATER METER--1747 OLENTANGY RIVER RD
1725 | OLENTANGY RIVER RD | 43212- | Not Required by DOW | 1326613 | WILKINS | 975XL | RP | 0.750 | 55974 | BOILER FOR STEAM PRESS
1725 | OLENTANGY RIVER RD | 43212- | Not Required by DOW | 87701 | WATTS | 009QT | RP | 2.000 | 55975 | MECHANICAL ROOM REAR OF BUILDING -- 1747 OLENTANGY
1725 | OLENTANGY RIVER RD | 43212- | Not Required by DOW | 90685 | WATTS | 009QT | RP | 2.000 | 55976 | REAR OF BUILDING AT WATER METER--1665 OLENTANGY RIVER RD
1725 | OLENTANGY RIVER RD | 43212- | Not Required by DOW | 3854669 | WILKINS | 975XL | RP | 0.750 | 3609437 | SYRUP ROOM
1725 | OLENTANGY RIVER RD | 43212- | Not Required by DOW | 3851722 | WILKINS | 975XL | RP | 0.750 | 3609438 | SYRUP ROOM
1725 | OLENTANGY RIVER RD | 43212- | Not Required by DOW | 3851671 | WILKINS | 975XL | RP | 0.750 | 3609439 | SYRUP ROOM
1725 | OLENTANGY RIVER RD | 43212- | Not Required by DOW | 3854668 | WILKINS | 975XL | RP | 0.750 | 3609440 | SYRUP ROOM
1725 | OLENTANGY RIVER RD | 43212- | Active | RD-3305 | AMES | COLT 400 | RP | 8.000 | 3623315 | 1675 OLENTANGY RIVER RD, HOT BOX BY ST IN FRONT OF BARNES & NOBLE
1725 | OLENTANGY RIVER RD | 43212- | Not Required by DOW | 4326613 | WILKINS | 975XL2 | RP | 0.750 | 3644919 | 1763 THE MENS WAREHOUSE
1800 | OLENTANGY RIVER RD | 43212- | Active | 81109 | APOLLO | RPLF4A | RP | 12.000 | 3500287 | METER BLDG N OF LANE AV BACK BY TREE LINE AT WATER METER
1803 | OLENTANGY RIVER RD | 43212-1496 | Active | 86785 | WATTS | 009M1QT | RP | 2.000 | 56252 | NE MECH ROOM AT WATER RISER DOM -OUTSIDE DR
1803 | OLENTANGY RIVER RD | 43212-1496 | Removed | G005443REM | WILKINS | 720A | PVB | 1.000 | 87696 | ***REMOVED*** OUTSIDE BY MECH ROOM
1803 | OLENTANGY RIVER RD | 43212-1496 | Active | 9607251342 | FEBCO | 870V | DC | 4.000 | 87697 | NE MECH ROOM AT WATER RISER FIRE -OUTSIDE DR
1803 | OLENTANGY RIVER RD | 43212-1496 | Active | CB451683 | WILKINS | 720A | PVB | 1.000 | 3633782 | LOCATED IN BOILER ROOM AT OUTSIDE BACK OF RESTARUANT
1803 | OLENTANGY RIVER RD | 43212-1496 | Due Install | [5 empty] | 3635573
1827 | OLENTANGY RIVER RD | 43212-1496 | Active | 47282 | WILKINS | 375AST | RP | 3.000 | 56330 | SW BOILER/MECH ROOM AT WATER RISER DOM
1827 | OLENTANGY RIVER RD | 43212-1496 | Active | 1864801222 | AMES | 2000SS | DC | 4.000 | 56331 | SW BOILER/MECH ROOM AT WATER RISER FIRE
1827 | OLENTANGY RIVER RD | 43212-1496 | Removed | G080714REM | WILKINS | 720A | PVB | 0.750 | 91140 | REMOVED- WEST SIDE OF BLDG
1827 | OLENTANGY RIVER RD | 43212-1496 | Not Required by DOW | T188401 | WILKINS | 720A | PVB | 0.750 | 3609419 | NW CORNER OF BUILDING
1827 | OLENTANGY RIVER RD | 43212-1496 | Due Install |  |  |  | RP |  | 3635770
2540 | OLENTANGY RIVER RD | 43202-1505 | Replaced | REP12377 | WATTS | 009 | RP | 3.000 | 58578 | REPLACED- PENTHOUSE MECH ROOM MAIN BUILDING
2540 | OLENTANGY RIVER RD | 43202-1505 | Not Required by DOW | 001544 | WATTS | 909 | RP | 3.000 | 58579 | BLDG "A" PENTHOUSE ABOVE PUMP -28
2540 | OLENTANGY RIVER RD | 43202-1505 | Not Required by DOW | 137724 | WATTS | 009QT | RP | 2.000 | 58580 | NE WALL IN MECH ROOM BLDG C
2540 | OLENTANGY RIVER RD | 43202-1505 | Not Required by DOW | 005149 | WATTS | LF909 | RP | 3.000 | 58581 | NORTH EAST WALL IN MECH ROOM BLDG C
2540 | OLENTANGY RIVER RD | 43202-1505 | Not Required by DOW | 002098 | WATTS | LF909 | RP | 3.000 | 58582 | MECH RM NE WALL, "C" BLDG BSMT E WALL BOTTOM ASSEMBLY
2540 | OLENTANGY RIVER RD | 43202-1505 | Not Required by DOW | 256453 | WATTS | 909M1QT | RP | 2.000 | 58583 | BY STEAM BOILER JUST INSIDE BOILER ROOM DOORS A BLDG
2540 | OLENTANGY RIVER RD | 43202-1505 | Not Required by DOW | 312582 | WATTS | 909M1QT | RP | 1.500 | 58584 | MECH ROOM - GROUND FLOOR - "A" BLDG
2540 | OLENTANGY RIVER RD | 43202-1505 | Not Required by DOW | 635518 | WATTS | 909QT | RP | 1.000 | 58585 | "B" BLDG PENTHOUSE ABOVE EXHAUST FAN #2
2540 | OLENTANGY RIVER RD | 43202-1505 | Not Required by DOW | 49873 | WATTS | 009QT | RP | 1.500 | 58586 | PENTHOUSE BUILDING A - ABOVE P17
2540 | OLENTANGY RIVER RD | 43202-1505 | Not Required by DOW | 97464 | WATTS | 009M3QT | RP | 0.750 | 58587 | EMERGENCY GENERATOR ROOM GROUND FLOOR A BUILDING
2540 | OLENTANGY RIVER RD | 43202-1505 | Not Required by DOW | 03312 | WATTS | 009 | RP | 3.000 | 3609369 | PENTHOUSE MECH ROOM - A BUILDING
2540 | OLENTANGY RIVER RD | 43202-1505 | Active | 73661 | APOLLO | RPLF4A | RP | 12.000 | 3646605 | IN HOTBOX BY ROAD
2823 | OLENTANGY RIVER RD | 43202-1510 | Not Required by DOW | 031630 | WATTS | LF909QT | RP | 0.750 | 87387 | METER ROOM
2823 | OLENTANGY RIVER RD | 43202-1510 | Active | W245287 | WILKINS | 975XL | RP | 1.500 | 88145 | MECH RM WEST WALL NEXT TO RESTROOMS
2823 | OLENTANGY RIVER RD | 43202-1510 | Not Required by DOW | W001313 | WILKINS | 975XL | RP | 0.500 | 88236 | Eating area behind Soda fountain
2823 | OLENTANGY RIVER RD | 43202-1510 | Not Required by DOW | W001948 | WILKINS | 975XL | RP | 0.500 | 88239 | Kitchen behind ice maker
2823 | OLENTANGY RIVER RD | 43202-1510 | Not Required by DOW | W052586 | WILKINS | 975XL | RP | 0.500 | 88240 | Kitchen behind ice maker
2865 | OLENTANGY RIVER RD | 43202-1510 | Not Required by DOW | 877829 | WILKINS | 720A | PVB | 1.000 | 59462 | NW CORNER
2865 | OLENTANGY RIVER RD | 43202-1510 | Active | W111153 | WILKINS | 975XL | RP | 1.500 | 59463 | NW CORNER
2865 | OLENTANGY RIVER RD | 43202-1510 | Not Required by DOW | 04987 | AMES | 2000B | DC | 1.250 | 92654 | ABOVE HOT WATER TANK NORTH WEST CORNER
2949 | OLENTANGY RIVER RD | 43202 | Active | SG-0768 | WATTS | 957 | RP | 4.000 | 3633345 | HOT BOX NORTH END OF PROPERTY
2949 | OLENTANGY RIVER RD | 43202 | Active | SH-1353 | WATTS | 957 | RPDA | 8.000 | 3640694 | HOT BOX NORTH END OF PROPERTY
2949 | OLENTANGY RIVER RD | 43202 | Active | 81083 | WATTS | 919-QT | RP | 0.750 | 3640695 | HOT BOX NORTH END OF PROPERTY
2981 | OLENTANGY RIVER RD | 43202 | Active | 76936 | AMES | 2000B | DC | 0.750 | 3618040 | MECHANICAL ROOM
2981 | OLENTANGY RIVER RD | 43202 | Active | 1890930716 | AMES | 3000SS | DCDA | 4.000 | 3618083 | MECHANICAL ROOM
2981 | OLENTANGY RIVER RD | 43202 | Active | 20984 | WATTS | 919QT | RP | 1.500 | 3618084 | RISER RM NW CORNER OF BLDG
2981 | OLENTANGY RIVER RD | 43202 | Not Required by DOW | HB79660 | FEBCO | 765 | PVB | 1.000 | 3618183 | MECHANICAL ROOM
3025 | OLENTANGY RIVER RD | 43202-1514 | Active | L98926 | WILKINS | 375 | RP | 4.000 | 3616574 | MECHANICAL ROOM REAR OF BUILDING
3025 | OLENTANGY RIVER RD | 43202-1514 | Active | 4540B | WILKINS | 350 | DC | 4.000 | 3616575 | MECHANICAL ROOM REAR OF BUILDING
3025 | OLENTANGY RIVER RD | 43202-1514 | Not Required by DOW | 4139782 | WILKINS | 975XL2 | RP | 1.500 | 3616576 | 2995 OLENTANGY (SKYLINE CHILI)
3031 | OLENTANGY RIVER RD | 43202-1516 | Active | 106841 | AMES | 3000SS | DCDA | 6.000 | 59821 | WEST MECHANICAL ROOM AT 3031
3031 | OLENTANGY RIVER RD | 43202-1516 | Not Required by DOW | 123549 | WILKINS | 975XL | RP | 2.000 | 59822 | WEST MECHANICAL ROOM AT 3031
3031 | OLENTANGY RIVER RD | 43202-1516 | Active | 45461 | WATTS | 007M1 | DC | 0.750 | 59823 | WEST MECH ROOM
3031 | OLENTANGY RIVER RD | 43202-1516 | Active | B34283 | WILKINS | 975 | RP | 4.000 | 59844 | MECH ROOM NEXT TO METER
3045 | OLENTANGY RIVER RD | 43202-1516 | Not Required by DOW | 455039 | WATTS | 909M1QT | RP | 2.000 | 98733 | POOL EQUIPMENT ROOM
3045 | OLENTANGY RIVER RD | 43202-1516 | Active | L53355 | WILKINS | 375 | RP | 3.000 | 98784 | MECH ROOM 1ST FLOOR
3045 | OLENTANGY RIVER RD | 43202-1516 | Not Required by DOW | 3334 | WATTS | 919 | RP | 0.500 | 98786 | 6TH FLOOR VENDOR
3045 | OLENTANGY RIVER RD | 43202-1516 | Not Required by DOW | 5625 | WATTS | 919 | RP | 0.500 | 98787 | 4TH FLOOR VENDOR ROOM
3045 | OLENTANGY RIVER RD | 43202-1516 | Not Required by DOW | 36142 | WATTS | LF009QT | RP | 0.500 | 98862 | 2ND FLOOR VENDING ROOM
3045 | OLENTANGY RIVER RD | 43202-1516 | Active | 1676781108 | AMES | 3000SS | DCDA | 6.000 | 98866 | MECH ROOM EAST
3045 | OLENTANGY RIVER RD | 43202-1516 | Active | 13752 | WATTS | 007M1QT | DC | 0.750 | 98867 | MECH ROOM EAST
3045 | OLENTANGY RIVER RD | 43202-1516 | Not Required by DOW | J051571 | FEBCO | 825Y | RP | 1.000 | 99478 | PUMP ROOM, FIRST FLOOR
3045 | OLENTANGY RIVER RD | 43202-1516 | LPS - Active |  |  |  | LST |  | 3638014 | FIRE PUMP - MECH ROOM EAST
3100 | OLENTANGY RIVER RD | 43202- | Not Required by DOW | 66576 | WATTS | LF919QT | RP | 0.750 | 3621346 | OUTSIDE WTR FOUNTAIN, CEILING THRU ACCESS PANEL NE SIDE OF BLDG (CARTS/004)
3100 | OLENTANGY RIVER RD | 43202- | Not Required by DOW | 56645 | WATTS | LF919QT | RP | 1.000 | 3621347 | WATER RISER RM S SIDE OF BLDG (PUMP RM/035)
3100 | OLENTANGY RIVER RD | 43202- | Active | QC-0326 | AMES | COLT 400 | RP | 4.000 | 3621377 | HOT BOX AT PIT NW DRIVEWAY ENTRANCE
3100 | OLENTANGY RIVER RD | 43202- | Active | 75001 | AMES | 2000B | DC | 0.750 | 3621378 | METER PIT NW DRIVEWAY ENTRANCE
3100 | OLENTANGY RIVER RD | 43202- | Active | 1869220915 | AMES | 3000SS | DCDA | 8.000 | 3621379 | METER PIT AT NW DRIVEWAY
3100 | OLENTANGY RIVER RD | 43202- | Not Required by DOW | 031572 | WATTS | 007M1QT | DC | 2.000 | 3622730 | POOL EQUIPMENT ROOM
3100 | OLENTANGY RIVER RD | 43202- | Not Required by DOW | 56988 | WATTS | LF919QT | RP | 1.000 | 3622731 | ROOM #048A/BUFFET ROOM CEILING
3120 | OLENTANGY RIVER RD | 43202-1517 | Active | 469668 | WATTS | LF009M3QT | RP | 0.750 | 3500303 | MTR BY HOTWATER TANK ON N SIDE
3121 | OLENTANGY RIVER RD | 43202-1518 | Active | N1511040739 | FEBCO | 876V | DCDA | 6.000 | 3618320 | RISER ROOM
3121 | OLENTANGY RIVER RD | 43202-1518 | Active | 01773 | WATTS | F619 | DC | 0.750 | 3618548 | RISER ROOM
3121 | OLENTANGY RIVER RD | 43202-1518 | Active | PK-1664 | WATTS | 957 | RP | 3.000 | 3618549 | RISER ROOM
3121 | OLENTANGY RIVER RD | 43202-1518 | Not Required by DOW | 20413 | WATTS | 919QT | RP | 1.500 | 3618550 | RISER ROOM
3121 | OLENTANGY RIVER RD | 43202-1518 | Not Required by DOW | 65853 | WATTS | 919AQT | RP | 0.750 | 3618551 | PANTRY LOUNGE AREA
3121 | OLENTANGY RIVER RD | 43202-1518 | Not Required by DOW | 65852 | WATTS | 919AQT | RP | 0.750 | 3618552 | PANTRY LOUNGE AREA
3121 | OLENTANGY RIVER RD | 43202-1518 | Not Required by DOW |  | WATTS | 919QT | RP | 0.750 | 3618553 | SWIMMING POOL AREA, SWIMMING POOL EQUIPMENT ROOM
3121 | OLENTANGY RIVER RD | 43202-1518 | Not Required by DOW | 65321 | WATTS | 919QT | RP | 0.750 | 3632953 | POOL MECH ROOM OFF OF MAIN MECH ROOM/RISER ROOM
3130 | OLENTANGY RIVER RD | 43202-1517 | Active | CFB6122 | WILKINS | 975XL2 | RP | 0.500 | 3500304 | IN 3132
3130 | OLENTANGY RIVER RD | 43202-1517 | Due Install |  |  |  | RP |  | 3639013
3140 | OLENTANGY RIVER RD | 43202-1517 | Active | 103621 | WATTS | 009M2QT | RP | 1.000 | 60038 | IN MECH ROOM BEHIND HOT WATER HEATER
3140 | OLENTANGY RIVER RD | 43202-1517 | Not Required by DOW | 115482 | WATTS | 009M2QT | RP | 1.000 | 60039 | IN MECH ROOM BEHIND HOT WATER HEATER
3140 | OLENTANGY RIVER RD | 43202-1517 | Active | 147295 | WATTS | 009M2QT | RP | 2.000 | 60040 | IN MECH ROOM BEHIND HOT WATER HEATER (WEST WALL)
3140 | OLENTANGY RIVER RD | 43202-1517 | Not Required by DOW | CAA19101 | WILKINS | 720A | PVB | 1.000 | 60042 | SE CORNER OUTSIDE OF BUILDING
3165 | OLENTANGY RIVER RD | 43202-1518 | Not Required by DOW | 046813 | WATTS | LF909QT | RP | 1.000 | 60133 | BOILER ROOM
3165 | OLENTANGY RIVER RD | 43202-1518 | Not Required by DOW | DM474 | CONBRACO | 40203A2S | RP | 0.500 | 60135 | AC ROOM BASEMENT
3165 | OLENTANGY RIVER RD | 43202-1518 | Removed | REM3437402 | WILKINS | 975 | RP | 0.750 | 60136 | REMOVED - BASEMENT AC ROOM
3165 | OLENTANGY RIVER RD | 43202-1518 | Not Required by DOW | 66951 | WATTS | 007M2QT | DC | 1.500 | 60137 | BOILER ROOM
3165 | OLENTANGY RIVER RD | 43202-1518 | Active | 020791 | WATTS | LF909 | RP | 2.000 | 3635113 | BASEMENT EAST WALL CENTER @ METER
3200 | OLENTANGY RIVER RD | 43202-1519 | Inactive | DH4505 | FEBCO | 765 | PVB | 1.000 | 60190 | MECHANICAL ROOM AT METER
3200 | OLENTANGY RIVER RD | 43202-1519 | Due Install |  |  |  | RP | 1.000 | 3638015 | MECHANICAL ROOM AT METER
3224 | OLENTANGY RIVER RD | 43202- | Active | 53219 | WATTS | 009M1QT | RP | 1.500 | 88959 | 3230 OLENTANGY RIVER RD, UNDER SINK MENS ROOM. METER IN VAULT
3232 | OLENTANGY RIVER RD | 43202-1519 | Active | L31781 | WILKINS | 375 | RP | 3.000 | 90895 | WATER METER ROOM/ FIRE PUMP ROOM
3232 | OLENTANGY RIVER RD | 43202-1519 | Active | L31776 | WILKINS | 375 | RP | 3.000 | 90896 | FIRE PUMP ROOM
3232 | OLENTANGY RIVER RD | 43202-1519 | Not Required by DOW | 019162 | WATTS | 800M4FR | PVB | 1.500 | 90897 | FIRE PUMP ROOM
3232 | OLENTANGY RIVER RD | 43202-1519 | Active | 1521780806 | AMES | 3000SS | DCDA | 6.000 | 90898 | MECH ROOM
3232 | OLENTANGY RIVER RD | 43202-1519 | Active | 05780 | WATTS | 007M1QT | DC | 0.750 | 90899 | MECH ROOM
3232 | OLENTANGY RIVER RD | 43202-1519 | Not Required by DOW | A29746 | WATTS | 009QT | RP | 0.500 | 98851 | SECOND FLOOR VENDING ROOM
3232 | OLENTANGY RIVER RD | 43202-1519 | Not Required by DOW | A29750 | WATTS | 009QT | RP | 0.500 | 100668 | FIRST FLOOR ICE MAKER
3232 | OLENTANGY RIVER RD | 43202-1519 | Not Required by DOW | A29769 | WATTS | 009QT | RP | 0.500 | 100669 | 5TH FLOOR ICE MAKER
3232 | OLENTANGY RIVER RD | 43202-1519 | Not Required by DOW | 93763 | WATTS | 009QT | RP | 0.500 | 100670 | 4TH FLOOR ICE MAKER
3232 | OLENTANGY RIVER RD | 43202-1519 | Not Required by DOW | 380859 | WATTS | LF009QT | RP | 0.500 | 100671 | 3RD FLOOR ICE MAKER
3232 | OLENTANGY RIVER RD | 43202-1519 | LPS - Active |  |  |  | LST |  | 3638018
3246 | OLENTANGY RIVER RD | 43202-1519 | Active | HC90845 | FEBCO | 765 | PVB | 1.000 | 60285 | MECH ROOM
3246 | OLENTANGY RIVER RD | 43202-1519 | Active | 1490110106 | AMES | 2000SS | DC | 2.500 | 87098 | MECHANICAL ROOM
3246 | OLENTANGY RIVER RD | 43202-1519 | Removed | 316287REM | WATTS | 009QT | RP | 0.500 | 87194 | BEHIND ICE MACH NORTH SIDE REMOVED
3246 | OLENTANGY RIVER RD | 43202-1519 | Due Install |  |  |  | RP | 6.000 | 3638021
3250 | OLENTANGY RIVER RD | 43202-1519 | Active | 4422640 | WILKINS | 975XL2 | RP | 1.000 | 96238 | SOUTH SIDE OF BUILING IN MECH ROOM
3250 | OLENTANGY RIVER RD | 43202-1519 | Not Required by DOW | J040408 | FEBCO | 825Y | RP | 1.000 | 96291 | SOUTH SIDE OF BLDG
3360 | OLENTANGY RIVER RD | 43202-1521 | Replaced | REP559837 | FEBCO | 765 | PVB | 1.000 | 60520 | REPLACED- OUTSIDE
3360 | OLENTANGY RIVER RD | 43202-1521 | Active | A36490 | WATTS | 009M2QT | RP | 1.000 | 90925 | boiler room
3360 | OLENTANGY RIVER RD | 43202-1521 | Due Install |  |  |  | RP | 8.000 | 3638079
3360 | OLENTANGY RIVER RD | 43202-1521 | Removed | REM061310 | WATTS | LF800M4QT | PVB | 1.000 | 3657487 | SE CORNER OF BUILDING OFFSET
3362 | OLENTANGY RIVER RD | 43202- | Active | 486309 | WATTS | LF009M3QT | RP | 0.750 | 3500308
3370 | OLENTANGY RIVER RD | 43202-1521 | Replaced | REP14521 | WATTS | 007QT | DC | 2.000 | 60542 | REPLACED- BACK OF BUILDING, MECHANICAL ROOM NE CORNER
3370 | OLENTANGY RIVER RD | 43202-1521 | Replaced | 2182889REP | WILKINS | 950 | DC | 1.500 | 60543 | REPLACED- BACK OF BUILDING - MECHANICAL ROOM NE CORNER
3370 | OLENTANGY RIVER RD | 43202-1521 | Active | 3982269 | WILKINS | 950XLT2 | DC | 1.500 | 3611773 | NE MECH ROOM AT WATER METER FOR LIMITD FIRE
3370 | OLENTANGY RIVER RD | 43202-1521 | Active | AMA15035 | WILKINS | 975XL3 | RP | 2.000 | 3611774 | BACK OF BUILDING, MECHANICAL ROOM NE CORNER AT METER
3374 | OLENTANGY RIVER RD | 43202-1521 | Due Install |  |  |  | RP | 1.000 | 3500310
3400 | OLENTANGY RIVER RD | 43202-1576 | Active | 58601 | WILKINS | 975 | RP | 2.000 | 60616 | BASEMENT - MECHANICAL ROOM NEXT TO WATER METER
3400 | OLENTANGY RIVER RD | 43202-1576 | Removed | W074811REM | WILKINS | 975XLBMS | RP | 1.000 | 98321 | REMOVED- BASEMENT MECHANICAL ROOM
3400 | OLENTANGY RIVER RD | 43202-1576 | Not Required by DOW | 05864 | WATTS | LF919QT | RP | 0.500 | 104164 | CLOSET 177
3400 | OLENTANGY RIVER RD | 43202-1576 | Not Required by DOW | 43755 | WATTS | LF919QT | RP | 1.000 | 104165 | MEDICAL EQUIPMENT, CEILING ROOM 195
3400 | OLENTANGY RIVER RD | 43202-1576 | Not Required by DOW | 43754 | WATTS | LF919QT | RP | 1.000 | 104166 | MEDICAL EQUIPMENT, CEILING ROOM 197
3400 | OLENTANGY RIVER RD | 43202-1576 | Active | 71008 | AMES | 2000B | DC | 0.750 | 3603680 | HOT BOX NEAR OLENTANGY
3400 | OLENTANGY RIVER RD | 43202-1576 | Active | 1816530913 | AMES | 3000SS | DCDA | 4.000 | 3603681 | HOT BOX NEAR OLENTANGY
3440 | OLENTANGY RIVER RD | 43202-1556 | Active | 4133628 | WILKINS | 975XL2 | RP | 0.750 | 60743 | POOL HSE
3440 | OLENTANGY RIVER RD | 43202-1556 | Removed | 86381REM | WATTS | 009PCQT | RP | 0.750 | 60744 | REMOVED- 15TH FLR PENTHSE BOILER ROOM
3440 | OLENTANGY RIVER RD | 43202-1556 | Active | 55574 | WATTS | 919QT | RP | 0.750 | 3606331 | 15TH FLR PENTHSE BOILER ROOM
3440 | OLENTANGY RIVER RD | 43202-1556 | Active | 3930338 | WILKINS | 975XL2 | RP | 1.500 | 3609432 | LAUNDRY ROOM MECHANICAL ROOM
3440 | OLENTANGY RIVER RD | 43202-1556 | Due Install | [5 empty] | 3655830 | BASEMENT METER ROOM
3440 | OLENTANGY RIVER RD | 43202-1556 | LPS - Active |  |  |  | LST |  | 3656348 | FIRE PUMP - PUMP ROOM
3535 | OLENTANGY RIVER RD | 43214-3908 | Active | 19627 | AMES | 2000B | DC | 0.750 | 60972 | MECH ROOM NEXT TO WATER METER - 797 THOMAS LN
3535 | OLENTANGY RIVER RD | 43214-3908 | Not Required by DOW | 276646 | WATTS | 909PCHWM1QT | RP | 1.500 | 60975 | 3555 OLENTANGY RIVER RD, 5TH FLOOR SMOB
3535 | OLENTANGY RIVER RD | 43214-3908 | Removed | 29453REM | WATTS | 007QT | DC | 0.500 | 60977 | **REMVOED****1ST FLOOR CONTROL, CONTROL CENTER LEBERT AREA REMOVED
3535 | OLENTANGY RIVER RD | 43214-3908 | Removed | 319440REM | WATTS | 909M1QT | RP | 1.500 | 60978 | REMOVED- 10TH FLOOR SOUTH MECHANICAL ROOM
3535 | OLENTANGY RIVER RD | 43214-3908 | Not Required by DOW | 321776 | WATTS | 909M1QT | RP | 2.000 | 60979 | CCU EQ ROOM 61
3535 | OLENTANGY RIVER RD | 43214-3908 | Not Required by DOW | 323753 | WATTS | 909M1QT | RP | 2.000 | 60980 | MECH ROOM REAR OF BUILDING RISER ROOM
3535 | OLENTANGY RIVER RD | 43214-3908 | Not Required by DOW | 332177 | WATTS | 909M1QT | RP | 2.000 | 60981 | BASEMENT BOILER ROOM NEXT TO OFFICE
3535 | OLENTANGY RIVER RD | 43214-3908 | Not Required by DOW | 362514 | WATTS | 909M1QT | RP | 1.250 | 60982 | BOILER ROOM SOUTH END, POWER PLANT NEAR RESTROOM
3535 | OLENTANGY RIVER RD | 43214-3908 | Removed | 392754REM | WATTS | 909QT | RP | 1.000 | 60984 | REMOVED - EQ ROOM 12
3535 | OLENTANGY RIVER RD | 43214-3908 | Not Required by DOW | 397669 | WATTS | 909M1QT | RP | 1.500 | 60985 | MECH ROOM #03381 (EDH)
3535 | OLENTANGY RIVER RD | 43214-3908 | Not Required by DOW | 422654 | WATTS | 909QT | RP | 0.750 | 60986 | EQUIP. ROOM # 13
3535 | OLENTANGY RIVER RD | 43214-3908 | Not Required by DOW | 454186 | WATTS | 909QT | RP | 1.000 | 60987 | MECHANICAL ROOM #60 1ST FLOOR -- SOUTH
3535 | OLENTANGY RIVER RD | 43214-3908 | Not Required by DOW | 493199 | WATTS | 009PCQT | RP | 0.750 | 60988 | EQ ROOM E09
3535 | OLENTANGY RIVER RD | 43214-3908 | Not Required by DOW | 103055 | WATTS | 709QT | DC | 0.750 | 60989 | PLUMBING SHOP
3535 | OLENTANGY RIVER RD | 43214-3908 | Removed | 138834REM | WATTS | 909 | RP | 3.000 | 60991 | REM MEZ (NORTH END BOILER ROOM) REMOVED
3535 | OLENTANGY RIVER RD | 43214-3908 | Removed | 642095REM | WATTS | 909QT | RP | 0.750 | 60992 | REMOVED- 2ND FLOOR MECHANICAL ROOM -- 755 THOMAS LANE
3535 | OLENTANGY RIVER RD | 43214-3908 | Not Required by DOW | 174728 | WATTS | 909 | RP | 4.000 | 60993 | 8TH FLOOR MECHANICAL ROOM SOUTH
3535 | OLENTANGY RIVER RD | 43214-3908 | Not Required by DOW | 189272 | WATTS | 909QTFDA | RP | 2.500 | 60994 | MECHAINCAL ROOM #44
3535 | OLENTANGY RIVER RD | 43214-3908 | Removed | 20011REM | WATTS | 009QT | RP | 2.000 | 60995 | REMOVED- BASEMENT RM 2047 BOOSTER PUMP ROOM
3535 | OLENTANGY RIVER RD | 43214-3908 | Not Required by DOW | 237565 | WATTS | 909M1QT | RP | 1.500 | 60996 | BOILER ROOM EAST WALL -- BASEMENT (SERIAL #237656)
3535 | OLENTANGY RIVER RD | 43214-3908 | Not Required by DOW | 239811 | WATTS | 909M1QT | RP | 1.250 | 60997 | IN BOILER ROOM (NORTH WALL) POWER PLANT
3535 | OLENTANGY RIVER RD | 43214-3908 | Removed | 245566REM | WATTS | 909 | RP | 6.000 | 60998 | REMOVED- BASEMENT ROOM 2047 BOOSTER PUMP RM
3535 | OLENTANGY RIVER RD | 43214-3908 | Removed | 245610REM | WATTS | 909 | RP | 6.000 | 60999 | REMOVED- BASEMENT ROOM 2047 BOOSTER PUMP ROOM
3535 | OLENTANGY RIVER RD | 43214-3908 | Removed | 31763REM | WATTS | 909QT | RP | 0.750 | 61000 | REMOVED - ENDOSCOPY - 1ST FLOOR
3535 | OLENTANGY RIVER RD | 43214-3908 | Removed | 31721REM | WATTS | 909QT | RP | 0.750 | 61002 | REMOVED - ENDOSCOPY WASHER ROOM 10645
3535 | OLENTANGY RIVER RD | 43214-3908 | Not Required by DOW | 313289 | WATTS | 909M1QT | RP | 1.500 | 61003 | MRI EQUIPMENT ROOM
3535 | OLENTANGY RIVER RD | 43214-3908 | Removed | 314547REM | WATTS | 909QT | RP | 0.750 | 61004 | REMOVED- ENDOSCOPY - 1ST FLOOR
3535 | OLENTANGY RIVER RD | 43214-3908 | Active not linked | 382700 | WATTS | 909M1QT | RP | 2.000 | 61006 | IN SUPPLY ROOM OF RED PARKING GARAGE
3535 | OLENTANGY RIVER RD | 43214-3908 | Not Required by DOW | 440595 | WATTS | 909QT | RP | 1.000 | 61007 | 8TH FLOOR MECH ROOM
3535 | OLENTANGY RIVER RD | 43214-3908 | Removed | 477855REM | WATTS | 909QT | RP | 0.750 | 61008 | REMOVED- ROOM SOUTHWEST #0445
3535 | OLENTANGY RIVER RD | 43214-3908 | Not Required by DOW | 501240 | WATTS | 909QT | RP | 0.750 | 61010 | EQUIPMENT ROOM 68
3535 | OLENTANGY RIVER RD | 43214-3908 | Not Required by DOW | 526293 | WATTS | 909QT | RP | 0.750 | 61011 | 10TH FL. MECH ROOM NORTH BUILDING
3535 | OLENTANGY RIVER RD | 43214-3908 | Active not linked | 622517 | WATTS | 909 | RP | 8.000 | 61012 | POWER PLANT EAST WALL
3535 | OLENTANGY RIVER RD | 43214-3908 | Active not linked | 622518 | WATTS | 909 | RP | 8.000 | 61013 | POWER PLANT EAST WALL
3535 | OLENTANGY RIVER RD | 43214-3908 | Active not linked | 98917 | WATTS | 009QT | RP | 2.000 | 61014 | 1ST FLOOR PIPE CHASE
3535 | OLENTANGY RIVER RD | 43214-3908 | Active not linked | Z3535 | WATTS | 709 | DC | 6.000 | 61015 | BASEMENT PLUMBING ROOM
3535 | OLENTANGY RIVER RD | 43214-3908 | Active | 305453 | WATTS | 909M1QT | RP | 2.000 | 61190 | BASEMENT MECHANICAL ROOM--835 THOMAS LANE (CHILD CARE)
3535 | OLENTANGY RIVER RD | 43214-3908 | Active | 305739 | WATTS | 909M1QT | RP | 2.000 | 61191 | BASEMENT MECHANICAL ROOM--755 THOMAS LANE
3535 | OLENTANGY RIVER RD | 43214-3908 | Active | 307306 | WATTS | 909M1QT | RP | 2.000 | 61195 | BASEMENT MECHANICAL ROOM--755 THOMAS LANE (ISF BUILDING)
3535 | OLENTANGY RIVER RD | 43214-3908 | Active | 190859 | WATTS | 909 | RP | 3.000 | 67049 | 500 THOMAS LN, BASEMENT FIRE PUMP ROOM
3535 | OLENTANGY RIVER RD | 43214-3908 | Active not linked | A089390 | WILKINS | 975XLBMS | RP | 2.000 | 67050 | MECH ROOM (KIDNEY STONE CTR) --797 THOMAS LN
3535 | OLENTANGY RIVER RD | 43214-3908 | Active | 13361300501 | AMES | 3000SS | DCDA | 4.000 | 67051 | MECHANICAL ROOM -- 797 THOMAS LN / SAME DAY SURGERY MECH ROOM
3535 | OLENTANGY RIVER RD | 43214-3908 | Active | B063411 | Wilkins | 375xl | RP | 1.500 | 70940 | IN 693 THOMAS. ROOM 212 MECHANICAL ROOM, SPRINKLER RISER ROOM
3535 | OLENTANGY RIVER RD | 43214-3908 | Active | 2CL0711 | AMES | 2000SS | DC | 4.000 | 70942 | IN 693 THOMAS SPRINKLER RISER ROOM
3535 | OLENTANGY RIVER RD | 43214-3908 | Removed | 322057REM | WATTS | 800M4FR | PVB | 0.750 | 91467 | REMOVED- OUTSIDE FRONT DOOR EAST
3535 | OLENTANGY RIVER RD | 43214-3908 | Not Required by DOW | 406191 | WATTS | 909QT | RP | 1.000 | 91468 | BASMENT MECH ROOM 835 THOMAS LANE CHILD CARE
3535 | OLENTANGY RIVER RD | 43214-3908 | Not Required by DOW | 1127233 | WILKINS | 975 | RP | 0.750 | 91469 | BOILER RM CEILING
3535 | OLENTANGY RIVER RD | 43214-3908 | Not Required by DOW | 616717 | WATTS | 909HWQT | RP | 0.750 | 96067 | 4TH FLOOR X-RAY ROOM CLOSET
3535 | OLENTANGY RIVER RD | 43214-3908 | Not Required by DOW | 2280799 | WILKINS | 975XLBMS | RP | 1.500 | 97335 | RADIATION ONO
3535 | OLENTANGY RIVER RD | 43214-3908 | Not Required by DOW | A07404 | WATTS | 009QT | RP | 0.500 | 97713 | 1st flr. Rm # 13361 Radiology
3535 | OLENTANGY RIVER RD | 43214-3908 | Removed | 20183REM | WATTS | 919AQT | RP | 1.000 | 98402 | REMOVED- BASEMENT DECONTAMINATION MECHANICAL ROOM
3535 | OLENTANGY RIVER RD | 43214-3908 | Not Required by DOW | 438082 | WATTS | 909M1HWQT | RP | 1.500 | 98403 | ROOM 114 BASEMENT ABOVE STERILIZERS
3535 | OLENTANGY RIVER RD | 43214-3908 | Not Required by DOW | 441449 | WATTS | 909M1HWQT | RP | 1.500 | 98404 | ROOM 114 BASEMENT ABOVE STERILIZERS
3535 | OLENTANGY RIVER RD | 43214-3908 | Removed | 624275REM | WATTS | 909HWQT | RP | 1.000 | 98506 | REMOVED-
3535 | OLENTANGY RIVER RD | 43214-3908 | Not Required by DOW | 02339 | WATTS | 919 | RP | 0.500 | 99898 | SPD 2 2ND FLOOR SURGERY
3535 | OLENTANGY RIVER RD | 43214-3908 | Not Required by DOW | 10691 | WATTS | 919QT | RP | 0.750 | 99899 | SPD 2 2ND FLOOR SURGERY
3535 | OLENTANGY RIVER RD | 43214-3908 | Not Required by DOW | 78160 | WATTS | 008PCQT | PVB | 0.500 | 100864 | IN CEILING ABOVE BANK (PNC)
3535 | OLENTANGY RIVER RD | 43214-3908 | Active | A109066 | WILKINS | 975XLBMS | RP | 2.000 | 101492 | MECH ROOM - 797 THOMAS LN
3535 | OLENTANGY RIVER RD | 43214-3908 | Removed | 465823REM | WATTS | 909M1HWQT | RP | 2.000 | 103089 | **REMOVED****RED BUILDING - METER ROOM
3535 | OLENTANGY RIVER RD | 43214-3908 | Active | 1320A | WILKINS | 350A | DC | 4.000 | 103721 | NW GEN ROOM
3535 | OLENTANGY RIVER RD | 43214-3908 | Not Required by DOW | 003217 | WATTS | 909QT | RP | 1.000 | 104024 | R. O. SYSTEM, R. O. ROOM - SPD (LOWER LEVEL)
3535 | OLENTANGY RIVER RD | 43214-3908 | Not Required by DOW | 002590 | WATTS | LF909QT | RP | 0.750 | 3603868 | 2ND FLOOR MECHANICAL ROOM ISM
3535 | OLENTANGY RIVER RD | 43214-3908 | Not Required by DOW | 373 | WATTS | LF909M1QT | RP | 1.500 | 3603869 | 10 S MECHANICAL ROOM
3535 | OLENTANGY RIVER RD | 43214-3908 | Not Required by DOW | 6693 | WATTS | LF919QT | RP | 1.000 | 3603870 | CART WASHERS, SPD CART WASH
3535 | OLENTANGY RIVER RD | 43214-3908 | Not Required by DOW | 652674 | WATTS | 909QT | RP | 0.750 | 3603871 | EQUIPMENT ROOM 13
3535 | OLENTANGY RIVER RD | 43214-3908 | Active | MB0190 | WATTS | 957 | RP | 6.000 | 3603872 | RED BUILDING BASEMENT MECHANICAL ROOM
3535 | OLENTANGY RIVER RD | 43214-3908 | Active | LL0158 | WATTS | 957 | RP | 6.000 | 3603873 | RED BUILDING BASEMENT MECHANICAL ROOM
3535 | OLENTANGY RIVER RD | 43214-3908 | Active | 169049 | AMES | 2000SS | DC | 8.000 | 3603874 | RED BUILDING BASEMENT MECHANICAL ROOM
3535 | OLENTANGY RIVER RD | 43214-3908 | Active | 190860 | WATTS | 909 | RP | 3.000 | 3603902 | 500 THOMAS LN, FIRE PUMP ROOM
3535 | OLENTANGY RIVER RD | 43214-3908 | Active | ACJ886 | WILKINS | 975 | RP | 1.500 | 3608148 | RED GARAGE GENERATOR RM SE CORNER
3535 | OLENTANGY RIVER RD | 43214-3908 | Not Required by DOW | 48605 | WATTS | LF919QT | RP | 1.000 | 3608266 | MECHANICAL ROOM - 4TH FLOOR (GREEN BUILDING)
3535 | OLENTANGY RIVER RD | 43214-3908 | Not Required by DOW | 15619 | WATTS | 919QT | RP | 1.500 | 3609547 | CHILLED WATER MAKE UP - LINEAR EQUIPMENT, RM #RMH 000-50579 - LOWER LEVEL
3535 | OLENTANGY RIVER RD | 43214-3908 | Removed | REM15619 | WATTS | 919QT | RP | 1.500 | 3609548 | RM #RMH 000-S0507A- LOWER LEVEL MEZZANINE REMOVED
3535 | OLENTANGY RIVER RD | 43214-3908 | Active | 16372 | WATTS | LF909 | RP | 4.000 | 3609549 | RM #RMH 000-S0507A- LOWER LEVEL MEZZANINE
3535 | OLENTANGY RIVER RD | 43214-3908 | Not Required by DOW | 001808 | WATTS | LF909QT | RP | 1.000 | 3609550 | RM #RMH 003-S3556H- 3RD FLOOR
3535 | OLENTANGY RIVER RD | 43214-3908 | Not Required by DOW | 74030 | WATTS | 008PCQT | PVB | 0.500 | 3609551 | RM #RMH 003-S3556H- 3RD FLOOR
3535 | OLENTANGY RIVER RD | 43214-3908 | Not Required by DOW | 82358 | WATTS | 008PCQT | PVB | 0.500 | 3609552 | JANITOR SINK FAUCET, RM #RMH 004-S4556H- 4TH FLOOR
3535 | OLENTANGY RIVER RD | 43214-3908 | Not Required by DOW | 74155 | WATTS | 008PCQT | PVB | 0.500 | 3609553 | JANITOR SINK FAUCET, RM #RMH 005-S5556H- 5TH FLOOR
3535 | OLENTANGY RIVER RD | 43214-3908 | Not Required by DOW | 82271 | WATTS | 008PCQT | PVB | 0.500 | 3609554 | JANITOR SINK FAUCET, RM #RMH 006-S6556H- 6TH FLOOR
3535 | OLENTANGY RIVER RD | 43214-3908 | Not Required by DOW | 09363 | WATTS | 008PCQT | PVB | 0.500 | 3609555 | JANITOR SINK FAUCET, RM #RMH 007-S7556H- 7TH FLOOR
3535 | OLENTANGY RIVER RD | 43214-3908 | Not Required by DOW | 09361 | WATTS | 008PCQT | PVB | 0.500 | 3609556 | JANITOR SINK FAUCET, RM #RMH 008-S8556H- 8TH FLOOR
3535 | OLENTANGY RIVER RD | 43214-3908 | Not Required by DOW | 09362 | WATTS | 008PCQT | PVB | 0.500 | 3609557 | JANITOR SINK FAUCET, RM #RMH 009-S9556H- 9TH FLOOR
3535 | OLENTANGY RIVER RD | 43214-3908 | Not Required by DOW | 03353 | WATTS | 008PCQT | PVB | 0.750 | 3609558 | TRASH CHUTE WASH DOWN, RM #RMH 009-S955- 9TH FLOOR
3535 | OLENTANGY RIVER RD | 43214-3908 | Not Required by DOW | 03587 | WATTS | 008PCQT | PVB | 0.750 | 3609559 | TRASH CHUTE WASH DOWN, RM #RMH 009-S955- 9TH FLOOR
3535 | OLENTANGY RIVER RD | 43214-3908 | Not Required by DOW | 17505 | WATTS | 919AQT | RP | 1.500 | 3609592 | CHEMICAL FEED MAKE-UP, 10TH FL PENTHOUSE - N SIDE
3535 | OLENTANGY RIVER RD | 43214-3908 | Active | 16376 | WATTS | 909 | RP | 4.000 | 3609593 | SILVER DOMESTIC WATER ROOM
3535 | OLENTANGY RIVER RD | 43214-3908 | Not Required by DOW | 15802 | WATTS | 919AQT | RP | 1.500 | 3609594 | MRI EQUIPMENT, 52568E
3535 | OLENTANGY RIVER RD | 43214-3908 | Not Required by DOW | 15382 | WATTS | 919AQT | RP | 1.500 | 3609595 | MRI EQUIPMENT, 0516E SILVER G LEVEL
3535 | OLENTANGY RIVER RD | 43214-3908 | Not Required by DOW | 05798 | WATTS | 919 | RP | 0.500 | 3609596 | HUMIDIFIER, 1ST FL SILVER BLDG RM #S1586H
3535 | OLENTANGY RIVER RD | 43214-3908 | Not Required by DOW | 00203 | WATTS | 909 | RP | 1.500 | 3609597 | HEATING MAKE-UP, 10TH PENTHOUSE S SIDE
3535 | OLENTANGY RIVER RD | 43214-3908 | Not Required by DOW | 18539 | WATTS | 919AQT | RP | 1.500 | 3609598 | RO WATER, SAME DAY SURGERY RO WATER ROOM
3535 | OLENTANGY RIVER RD | 43214-3908 | Not Required by DOW | 18589 | WATTS | 919AQT | RP | 1.500 | 3609599 | MRI, 0519E SILVER G
3535 | OLENTANGY RIVER RD | 43214-3908 | Not Required by DOW | 18860 | WATTS | 919AQT | RP | 1.500 | 3609600 | MRI, 0545 SILVER B/D LEVEL G
3535 | OLENTANGY RIVER RD | 43214-3908 | Not Required by DOW | 74035 | WATTS | 008PCQT | PVB | 0.500 | 3609604 | MOP SINK, 0542H SILVER BLD G LEVEL
3535 | OLENTANGY RIVER RD | 43214-3908 | Not Required by DOW | 74036 | WATTS | 008PCQT | PVB | 0.500 | 3609605 | MOP SINK, 0515H SILVER basement
3535 | OLENTANGY RIVER RD | 43214-3908 | Not Required by DOW | 82241 | WATTS | 008PCQT | PVB | 0.500 | 3609606 | MOP SINK FAUCET, 2ND FL SILVER BLDG RM #52560H
3535 | OLENTANGY RIVER RD | 43214-3908 | Not Required by DOW | 82291 | WATTS | 008PCQT | PVB | 0.500 | 3609607 | MOP SINK SPOUT, RED GARAGE GENERATOR ROOM
3535 | OLENTANGY RIVER RD | 43214-3908 | Not Required by DOW | 82381 | WATTS | 008PCQT | PVB | 0.500 | 3609608 | MOP SINK FAUCET, 2ND FL SILVER BLDG RM #52582H
3535 | OLENTANGY RIVER RD | 43214-3908 | Not Required by DOW | 000946 | WATTS | 909 | RP | 3.000 | 3609609 | CHILLED WATER MAKE-UP, 10TH FL PENTHOUSE - N SIDE
3535 | OLENTANGY RIVER RD | 43214-3908 | Not Required by DOW | 011982 | WATTS | 909QT | RP | 1.000 | 3609610 | SPD EQUIPMENT, 2ND FL SILVER BLDG RM #52585
3535 | OLENTANGY RIVER RD | 43214-3908 | Not Required by DOW | 014040 | WATTS | 909QT | RP | 1.000 | 3609611 | SPD EQUIPMENT, 2ND FL SILVER BLDG RM #52585
3535 | OLENTANGY RIVER RD | 43214-3908 | Not Required by DOW | 014813 | WATTS | 909QT | RP | 1.000 | 3609612 | SPD EQUIPMENT, 2ND FL SILVER BLDG RM #52585
3535 | OLENTANGY RIVER RD | 43214-3908 | Not Required by DOW | 014815 | WATTS | 909QT | RP | 1.000 | 3609613 | R. O. WATER, 2ND FL SILVER BLDG
3535 | OLENTANGY RIVER RD | 43214-3908 | Active | 187928 | AMES | 2000CIV | DC | 8.000 | 3609614 | SILVER MECHANICAL MEZZ
3535 | OLENTANGY RIVER RD | 43214-3908 | Removed | REMCB083074 | WILKINS | 720A | PVB | 0.750 | 3609616 | REM OUTSIDE SOUTH SIDE REMOVED
3535 | OLENTANGY RIVER RD | 43214-3908 | Not Required by DOW | 02708 | WATTS | 009 | RP | 2.500 | 3609791 | RED BLDG WATER METER ROOM
3535 | OLENTANGY RIVER RD | 43214-3908 | Not Required by DOW | 58460 | WATTS | LF919QT | RP | 0.750 | 3611338 | ENDOSCOPY - 1ST FL RM #REPROSS G1039
3535 | OLENTANGY RIVER RD | 43214-3908 | Not Required by DOW | 06751 | WATTS | 919 | RP | 0.500 | 3611339 | ENDOSCOPY - 1ST FL RM #REPROSS G1039
3535 | OLENTANGY RIVER RD | 43214-3908 | Active | B069269 | Wilkins | 375 | RP | 1.500 | 3615467 | 693 Thomas ln room 212 mech room
3535 | OLENTANGY RIVER RD | 43214-3908 | Not Required by DOW | 56795 | WATTS | 919QT | RP | 1.000 | 3618293 | MECHANICAL ROOM IN GREEN BUILDING
3535 | OLENTANGY RIVER RD | 43214-3908 | Not Required by DOW | 239744 | WATTS | LF009M3 | RP | 0.750 | 3639370 | IN DIALYSIS WATER ROOM 2ND FLOOR
3535 | OLENTANGY RIVER RD | 43214-3908 | Not Required by DOW | 239768 | WATTS | LF009M3 | RP | 0.750 | 3639371 | IN DIALYSIS WATER ROOM 2ND FLOOR
3535 | OLENTANGY RIVER RD | 43214-3908 | Removed | REM36774 | WATTS | 919QT | RP | 2.000 | 3646227 | GROUND FLOOR STERILIZER ROOM 8' IN AIR - COLD WATER
3535 | OLENTANGY RIVER RD | 43214-3908 | Removed | REM36285 | WATTS | 919QT | RP | 2.000 | 3646228 | GROUND FLOOR STERILIZER ROOM 8' IN AIR - HOT WATER
3535 | OLENTANGY RIVER RD | 43214-3908 | Active | B131632 | WILKINS | 375XL | RP | 2.000 | 3652597 | Power Plant
3535 | OLENTANGY RIVER RD | 43214-3908 | Active | B127454 | WILKINS | 375XL | RP | 2.000 | 3652598
3535 | OLENTANGY RIVER RD | 43214-3908 | Removed | 91057REM | WATTS | 909HWM1QT | RP | 2.000 | 3652599
3535 | OLENTANGY RIVER RD | 43214-3908 | LPS - Active |  |  |  | LST |  | 3658457 | FIRE PUMP - FIRE PUMP ROOM (YELLOW)
3535 | OLENTANGY RIVER RD | 43214-3908 | LPS - Active |  |  |  | LST |  | 3658458 | FIRE PUMP - FIRE PUMP ROOM (SILVER)
3535 | OLENTANGY RIVER RD | 43214-3908 | LPS - Active |  |  |  | LST |  | 3658459 | FIRE PUMP - FIRE PUMP ROOM (RED)
3535 | OLENTANGY RIVER RD | 43214-3908 | LPS - Active |  |  |  | LST |  | 3659177 | FIRE PUMP - 500 THOMAS LN RISER ROOM
3595 | OLENTANGY RIVER RD | 43214-3440 | Not Required by DOW | 207991 | WATTS | 909QT | RP | 0.750 | 61183 | BOILER ROOM ABOVE SUMP PIT, BASEMENT MECH ROOM
3595 | OLENTANGY RIVER RD | 43214-3440 | Not Required by DOW | 243184 | WATTS | 909M1QT | RP | 1.500 | 61184 | BOILER ROOM OVERHEAD, BASEMENT MECH ROOM
3595 | OLENTANGY RIVER RD | 43214-3440 | Inactive | 298423 | WATTS | 909M1QT | RP | 2.000 | 61187 | BASEMENT MECHANICAL ROOM
3595 | OLENTANGY RIVER RD | 43214-3440 | Inactive | 303936 | WATTS | 909M1QT | RP | 2.000 | 61188 | BASEMENT MECHANICAL ROOM
3595 | OLENTANGY RIVER RD | 43214-3440 | Removed | 305439REM | WATTS | 909M1QT | RP | 2.000 | 61189 | REMOVED - MECHANICAL ROOM OFF GYM--3635 OLENTANGY RIVER ROAD
3595 | OLENTANGY RIVER RD | 43214-3440 | Inactive | 307313 | WATTS | 909M1QT | RP | 2.000 | 61196 | BASEMENT BOILER ROOM -- HOSPICE
3595 | OLENTANGY RIVER RD | 43214-3440 | Removed | N003626REM | WILKINS | 975XL | RP | 1.000 | 91466 | REMOVED - MWCH ROOM OFF GYM EBC
3595 | OLENTANGY RIVER RD | 43214-3440 | In Review | [5 empty] | 3626432
3600 | OLENTANGY RIVER RD | 43214-3437 | Active | A29343 | WATTS | 009QT | RP | 0.500 | 90335 | SUITE 485, NEXT TO WATER METER IN MECH ROOM
3600 | OLENTANGY RIVER RD | 43214-3437 | Active | CB987804 | WILKINS | 720A | PVB | 0.750 | 98056 | 3600 BLDG WEST SIDE OF 500A
3600 | OLENTANGY RIVER RD | 43214-3437 | Due Install |  |  |  | RP | 6.000 | 3646234
3600 | OLENTANGY RIVER RD | 43214-3437 | Active | T372364 | WILKINS | 720A | PVB | 0.750 | 3659151 | WEST SIDE OF 480
3600 | OLENTANGY RIVER RD | 43214-3437 | Removed | REMH010025 | FEBCO | 765 | PVB | 1.000 | 3659152 | EAST SIDE OF 501
3650 | OLENTANGY RIVER RD | 43214-3464 | Not Required by DOW | 119259 | WATTS | 009QT | RP | 2.000 | 61374 | METER/RISER ROOM NW GARAGE
3650 | OLENTANGY RIVER RD | 43214-3464 | Not Required by DOW | 013085 | WATTS | 909 | RP | 3.000 | 61375 | NW METER/RISER ROOM JUST INSIDE PARKING GARAGE
3650 | OLENTANGY RIVER RD | 43214-3464 | Active | WC-1757 | AMES | COLT-400 | RP | 6.000 | 3649573 | IN HOT BOX 80 ' E/E PIT
3660 | OLENTANGY RIVER RD | 43214-3454 | Not Required by DOW | [5 empty] | 3500317
3700 | OLENTANGY RIVER RD | 43214-3450 | Active | 215984 | WATTS | 909M1QT | RP | 2.000 | 61512 | BASEMENT MECHANICAL ROOM -NEW SECTION OF BUILDING
3700 | OLENTANGY RIVER RD | 43214-3450 | Active | 233994 | WATTS | 909QT | RP | 0.750 | 61513 | EAST MECHANICAL ROOM -OLD SECTION OF BUILDING
3700 | OLENTANGY RIVER RD | 43214-3450 | Active | 266924 | WATTS | 909QT | RP | 0.750 | 61514 | MECHANICAL ROOM - NEW SECTION OF BUILDING
3700 | OLENTANGY RIVER RD | 43214-3450 | Active | 3631025 | WILKINS | 975XL | RP | 2.000 | 103531 | 3710 OLENTANGY RIVER RD, CLOSET IN ROOM #442
3700 | OLENTANGY RIVER RD | 43214-3450 | Due Install |  |  |  | RP | 6.000 | 3641318
3800 | OLENTANGY RIVER RD | 43214-3455 | Removed | 3161239REM | WILKINS | 975XLD | RP | 0.750 | 61810 | REMOVED- 3800 IN STERILAZATION/SCOPE ROOM
3800 | OLENTANGY RIVER RD | 43214-3455 | Active | 328423 | WATTS | 909M1QT | RP | 2.000 | 61811 | 3800 SE CORNER CABINET AT WATER MTR
3800 | OLENTANGY RIVER RD | 43214-3455 | Removed | W365366REM | WILKINS | 975XLBMS | RP | 1.500 | 88232 | Removed - 3800 SCOPE CLEANING/STERILIZATION RM
3800 | OLENTANGY RIVER RD | 43214-3455 | Removed | 01877REM | AMES | 2000B | DC | 1.250 | 102336 | 3800 `E ROOM BY E BACK DR ABOVE CEILING FIRE ALARM, PHONE STATION REMOVED
3800 | OLENTANGY RIVER RD | 43214-3455 | Not Required by DOW | 24323 | AMES | 2000B | DC | 1.000 | 3638030 | CRAWL SPACE BELOW 3802
3812 | OLENTANGY RIVER RD | 43214- | Due Install |  |  |  | DCDA | 6.000 | 3605728 | IN PIT S OF ENTRANCE
3814 | OLENTANGY RIVER RD | 43214- | Not Required by DOW | 09657 | AMES | 2000B | DC | 1.500 | 61854 | Room 009M IN BASEMENT OFF OF BREAK ROOM (MECH ROOM KEY)
3814 | OLENTANGY RIVER RD | 43214- | Active | 142975 | WATTS | LF009M2QT | RP | 1.500 | 3632482 | Room 009M IN BASEMENT OFF OF BREAK ROOM (MECH ROOM KEY)
3828 | OLENTANGY RIVER RD | 43214- | Active | 750861 | WILKINS | 975XL | RP | 2.000 | 61881 | 3830 OLENTANGY RVR RD CENTER OF BLDG AT METER ROOM 1019M
3828 | OLENTANGY RIVER RD | 43214- | Active | 750869 | WILKINS | 975XL | RP | 2.000 | 61882 | 3830 OLENTANGY RVR RD CENTER OF BLDG AT METER ROOM 1019M
3917 | OLENTANGY RIVER RD | 43214-2965 | Active | 3838411 | WILKINS | 975XL | RP | 1.000 | 93250 | AT THE WATER METER
4109 | OLENTANGY RIVER RD | 43214-3461 | Active | H206457 | FEBCO | 765 | PVB | 0.750 | 99363 | LEFT OF HOUSE
4317 | OLENTANGY RIVER RD | 43214-2967 | Active | 4239243 | WILKINS | 975XL | RP | 0.750 | 3595411 | LEFT SIDE
4567 | OLENTANGY RIVER RD | 43214-2415 | Not Required by DOW | 330793 | WATTS | LF009M3QT | RP | 0.750 | 100467 | BOILER ROOM (BASEMENT)
4567 | OLENTANGY RIVER RD | 43214-2415 | Active | AMA13289 | WILKINS | 975XL3 | RP | 1.500 | 3658732 | BASEMENT IN GYM CLOSET
4701 | OLENTANGY RIVER RD | 43214-1950 | Active | 589093 | WILKINS | 975XL | RP | 1.000 | 64845 | IN BASEMENT AT METER/SUITE #1 ENTARANCE A BY SHOWER IN PRO ROOFING
4885 | OLENTANGY RIVER RD | 43214-1952 | Not Required by DOW | 368381 | WATTS | 909QT | RP | 0.750 | 65337 | Basement Boiler Room by Ceiling
4885 | OLENTANGY RIVER RD | 43214-1952 | Removed | REMPCB43262 | WILKINS | 575 | RP | 0.750 | 65339 | REMOVED N MECHANICAL ROOM GROUND LEVEL 8FT OFF FLOOR
4885 | OLENTANGY RIVER RD | 43214-1952 | Not Required by DOW | 117444 | WATTS | 800MQT | PVB | 0.500 | 87241 | Outside South Building Wall - Mechanical Room
4885 | OLENTANGY RIVER RD | 43214-1952 | Active | N0811060905 | FEBCO | 880V | RP | 4.000 | 89234 | Basement Mechanical Room - South Wall at Meter
4895 | OLENTANGY RIVER RD | 43214 | Active | 1800160313 | AMES | 3000SS | DCDA | 4.000 | 103605 | SPRINKLER RISER ROOM
4895 | OLENTANGY RIVER RD | 43214 | Active | 69809 | AMES | 2000B | DC | 0.750 | 103622 | SPRINKLER RISER ROOM
4895 | OLENTANGY RIVER RD | 43214 | Active | 21293 | WATTS | 919QT | RP | 2.000 | 103638 | Sprinkler Riser Room
4895 | OLENTANGY RIVER RD | 43214 | Not Required by DOW | 39405 | WATTS | 919QT | RP | 1.000 | 103658 | Sprinkler Riser Room
4945 | OLENTANGY RIVER RD | 43214-1926 | Active | 3809054 | WILKINS | 975XL2 | RP | 0.750 | 65470 | MIDDLE OF BUILDING IN MECH ROOM
4989 | OLENTANGY RIVER RD | 43214 | Active | 21359 | WATTS | 007M1QT | DC | 0.750 | 3605779 | SE CORNER OF GARAGE TAYLOR HSE APTS
4989 | OLENTANGY RIVER RD | 43214 | Active | OC-0168 | WATTS | 957 | RP | 4.000 | 3606019 | SE OF GARAGE, S SIDE OF PROP TAYLOR HSE APTS
4989 | OLENTANGY RIVER RD | 43214 | Active | 1155571113 | WATTS | 774DCDA | DCDA | 6.000 | 3606020 | SE CORNER OF GARAGE TAYLOR HASE APTS
4989 | OLENTANGY RIVER RD | 43214 | Not Required by DOW | A36891 | WATTS | 009M2QT | RP | 2.000 | 3615238 | RISER ROOM
4990 | OLENTANGY RIVER RD | 43214-1927 | Active | 3618513XLTCU | WILKINS | 975XL2 | RP | 2.000 | 101541 | MECHANICAL ROOM SW CORNER OF BUILDING
5025 | OLENTANGY RIVER RD | 43214-1928 | Active | W245490 | WILKINS | 975A | RP | 0.750 | 89383 | BY WATER METER IN KITCHEN UNDER SINK
5033 | OLENTANGY RIVER RD | 43214-1928 | Active | 100290 | WATTS | 009M2QT | RP | 1.500 | 104057 | 5205 OLENTANGY RIVER RD, STOCK ROOM
5033 | OLENTANGY RIVER RD | 43214-1928 | Active | W143184 | WILKINS | 975XL | RP | 1.000 | 104063 | 5205 OLENTANGY RIVER RD, MOP SINK CLOSET
5044 | OLENTANGY RIVER RD | 43214- | Active | 127511 | WATTS | 007 | DC | 0.750 | 65805 | METER PIT - FRONT OF PROPERTY SOUTH OF MAIN DRIVE
5044 | OLENTANGY RIVER RD | 43214- | Active | 3JM2376 | AMES | 3000SS | DCDA | 6.000 | 65806 | METER PIT - FRONT OF PROPERTY SOUTH OF MAIN DRIVE
5044 | OLENTANGY RIVER RD | 43214- | Not Required by DOW | 1212027 | WILKINS | 975XL | RP | 1.500 | 97035 | ABOVE METER PIT SOUTH OF ENTRANCE
5044 | OLENTANGY RIVER RD | 43214- | Active | 54539C | WILKINS | 375 | RP | 3.000 | 3635198 | IN HOT BOX AT PIT
5067 | OLENTANGY RIVER RD | 43214-1944 | Active | 042380 | WATTS | LF009M2QT | RP | 1.500 | 3500354 | AT METER IN HOT BOX NE PROPERTY
5157 | OLENTANGY RIVER RD | 43235-3413 | Active | T000159 | WILKINS | 720A | PVB | 1.500 | 94853 | nw corner of bldg outside
5240 | OLENTANGY RIVER RD | 43235- | Active | CB000369 | WILKINS | 720A | PVB | 0.750 | 66475 | 712 CAMDEN YARD CT, BEHIND WALL LEFT
5330 | OLENTANGY RIVER RD | 43235-3497 | Due Install |  |  |  | RP | 1.000 | 3500359 | IN HOT BOX AT METER BOX N SIDE OF N ENTRANCE
5493 | OLENTANGY RIVER RD | 43235- | Removed | 15431REM | WATTS | 009QT | RP | 1.000 | 66998 | *REMOVED* IN W END OF ISLAND AT METER BOX (780 KATHERINES WOODS DR) COMMONS
5493 | OLENTANGY RIVER RD | 43235- | Active | 1622003 | WATTS | 009QT | RP | 1.000 | 66999 | IN W END OF ISLAND AT METER BOX - BY 780 KATHERINES WOODS DR
5586 | OLENTANGY RIVER RD | 43235-3444 | Active | 012143 | WATTS | 800M2QT | PVB | 1.000 | 67339 | SOUTH EAST SIDE OF BUILDING RIGHT REAR
5707 | OLENTANGY RIVER RD | 43235-3419 | Not Required by DOW | 2943925 | WILKINS | 975XL | RP | 0.750 | 94164 | BOILER ROOM
5707 | OLENTANGY RIVER RD | 43235-3419 | Not Required by DOW | 630541 | WATTS | 909QT | RP | 0.750 | 97381 | BOILER ROOM IN CEILING
5707 | OLENTANGY RIVER RD | 43235-3419 | Active | 1678040411 | AMES | 2000SS | DC | 2.500 | 99980 | BOILER ROOM AT/AFTER WATER METER
5707 | OLENTANGY RIVER RD | 43235-3419 | Not Required by DOW | 403647 | Wilkins | 460XL | PVB | 0.500 | 100310 | JANITOR CLOSET
5707 | OLENTANGY RIVER RD | 43235-3419 | Not Required by DOW | 421667 | Wilkins | 460XL | SVB | 0.500 | 100311 | NEXT TO DISHWASHER
5707 | OLENTANGY RIVER RD | 43235-3419 | Not Required by DOW | A397933 | WILKINS | 375XL | RP | 1.500 | 3616516 | BOILER ROOM FOR SPLASH POND/POOL
5707 | OLENTANGY RIVER RD | 43235-3419 | Active | VF-1224 | WATTS | 957 | RP | 3.000 | 3638692 | BOILER ROOM AT WATER METER
5811 | OLENTANGY RIVER RD | 43235-3419 | Active | 3085485 | WILKINS | 975XL | RP | 1.000 | 97814 | N.E. corner basement @ Water meter
5971 | OLENTANGY RIVER RD | 43085-3400 | Active | T023639 | WILKINS | 720A | PVB | 0.750 | 99940 | LEFT SIDE FRONT
6064 | OLENTANGY RIVER RD | 43085-3468 | Active | CB001116 | WILKINS | 720A | PVB | 0.750 | 3500373 | RIGHT SIDE OF HOUSE
6069 | OLENTANGY RIVER RD | 43085-3467 | Active | T380442 | WILKINS | 720A | PVB | 0.750 | 3623134 | N/W CORNER OF HOUSE
6083 | OLENTANGY RIVER RD | 43085-3467 | Active | 283908 | WATTS | 009M3QT | RP | 0.750 | 88040 | BASEMENT
6121 | OLENTANGY RIVER RD | 43085-3467 | Active | 192664 | WILKINS | 975XL | RP | 1.500 | 69071 | DOWNSTAIRS IN BASEMENT(MECH RM)SIDE OF BUILDING
6121 | OLENTANGY RIVER RD | 43085-3467 | Not Required by DOW | 034630 | WATTS | LF007M1QT | DC | 1.000 | 3630121 | UNDER SINK
6204 | OLENTANGY RIVER RD | 43085-3470 | Active | A221568 | FEBCO | 825YA | RP | 0.750 | 69378 | BASEMENT MECHANICAL ROOM
6949 | OLENTANGY RIVER RD | 43235 | Active | J088345 | FEBCO | 825Y | RP | 1.000 | 70998 | NORTH SIDE OF ENTRY WAY BEHIND BACK WALL
7035 | OLENTANGY RIVER RD | 43235-2151 | Active | CAA25722 | WILKINS | 720A | PVB | 1.000 | 102039 | RIGHT SIDE OF HOUSE
7043 | OLENTANGY RIVER RD | 43235-2151 | Active | H132167 | FEBCO | 765 | PVB | 0.750 | 71313 | FRONT OF HOUSE NORTH OF FRONT DOOR
7067 | OLENTANGY RIVER RD | 43235-2151 | Active | DF0819 | FEBCO | 765 | PVB | 1.000 | 71359 | OUTSIDE BACK OF HOUSE
7600 | OLENTANGY RIVER RD | 43235-1362 | Removed | 92917REM | WATTS | 009M3QT | RP | 0.750 | 72317 | ***REMOVED*** WATER METER ROOM
7600 | OLENTANGY RIVER RD | 43235-1362 | Active | 09897 | WATTS | LF909M1QT | RP | 1.500 | 3631406 | AT WATER METER IN JANITORS CLOSET
7600 | OLENTANGY RIVER RD | 43235-1362 | Not Required by DOW | 31304 | WATTS | LF009QT | RP | 0.500 | 3631409 | UP HIGH IN COMPRESSOR/FILTER ROOM
7610 | OLENTANGY RIVER RD | 43235-1339 | Not Required by DOW | W128233 | WILKINS | 975XL | RP | 1.500 | 72334 | IN JANITOR ROOM 1ST FLOOR AT METER..... NEAR RESTROOMS
7610 | OLENTANGY RIVER RD | 43235-1339 | Active | AMA07858 | WILKINS | 975XL3 | RP | 2.000 | 3635157 | IN MECH/MOP SINK ROOM BY MENS ROOM AT WATER METER
7620 | OLENTANGY RIVER RD | 43235-1363 | Not Required by DOW | 48848 | WATTS | 909QT | RP | 1.500 | 72352 | INSIDE MECH.ROOM AT SEWER DED METER
7620 | OLENTANGY RIVER RD | 43235-1363 | Active | ACG3893 | WILKINS | 975XL | RP | 1.500 | 3646258 | MECH ROOM W/HWT & ELECTRIC PANEL AT WATER METER BY MENS ROOM
7706 | OLENTANGY RIVER RD | 43235-1317 | Active | 260435 | WILKINS | 975XL | RP | 2.000 | 72590 | NEXT TO METER IN JANITORS CLOSET REAR OF BLDG
7706 | OLENTANGY RIVER RD | 43235-1317 | Active | 351391 | WILKINS | 950XL | DC | 1.500 | 72591 | JANITORS CLOSET AT WATER METER REAR OF BLDG
7730 | OLENTANGY RIVER RD | 43235-1317 | Active | ABV1110 | WILKINS | 975XL2 | RP | 1.000 | 3653795 | SE CORNER OF BLDG MECHANICAL ROOM
3160 | OLENTANGY RIVER RD UNIT A | 43202- | Active | 22066 | WATTS | 007M1PCQT | DC | 0.750 | 88960 | IN METER PIT NORTH PARKING LOT -HAMPTON INN
3160 | OLENTANGY RIVER RD UNIT A | 43202- | Active | 182688 | AMES | 3000SS | DCDA | 6.000 | 3604530 | IN METER PIT NORTH PARKING LOT
3160 | OLENTANGY RIVER RD UNIT A | 43202- | Not Required by DOW | 46993 | WATTS | LF919QT | RP | 1.000 | 3605906 | POOL EQUIPMENT, POOL EQUIPMENT ROOM
3160 | OLENTANGY RIVER RD UNIT A | 43202- | Not Required by DOW | 16398 | WATTS | LF919QT | RP | 1.500 | 3605907 | BOILER ROOM 1ST FLOOR
3160 | OLENTANGY RIVER RD UNIT A | 43202- | Active | 2399C | WILKINS | 375AST | RP | 4.000 | 3605908 | SW WATER RISER ROOM 1ST FLOOR THRU OFFICE -HAMPTON INN
3160 | OLENTANGY RIVER RD UNIT A | 43202- | LPS - Active |  |  |  | LPC |  | 3624778 | DOMESTIC PUMP - MECH ROOM
3600 | OLENTANGY RIVER RD UNIT A | 43214-3437 | Active | 125923 | AMES | 4000SS | RP | 4.000 | 102832 | 3600 BLDG A, BASEMENT
3600 | OLENTANGY RIVER RD UNIT A | 43214-3437 | Active | HD35685 | FEBCO | 765 | PVB | 0.750 | 3603678 | CORNER OF FIRST BLDG GROUP AT RIVERVIEW CTR 3600A OLEN-RVR RD
3600 | OLENTANGY RIVER RD UNIT A | 43214-3437 | Due Install |  |  |  | RP | 1.500 | 3636277
3600 | OLENTANGY RIVER RD UNIT B | 43214-3437 | Active | YJ-3012 | AMES | COLT 200 | DC | 4.000 | 3500313
3600 | OLENTANGY RIVER RD UNIT B | 43214-3437 | Active | 44058 | WATTS | LF009M2QT | RP | 1.250 | 3649135
3600 | OLENTANGY RIVER RD UNIT C | 43214-3437 | Removed | B314956REM | WILKINS | 375XL | RP | 1.000 | 91760 | 3600 BLDG C, LEFT OF FRONT DOOR
3600 | OLENTANGY RIVER RD UNIT C | 43214-3437 | Active | 96919 | WATTS | LF919QT | RP | 0.750 | 3500314 | S.W. CORNER BASEMENT UNIT C-1
3773 | OLENTANGY RIVER RD UNIT FRONT | 43214-3425 | Not Required by DOW | 183030 | WATTS | 009M3QT | RP | 0.750 | 61714 | 3705 1ST FL ABOVE CEILING RM F113 CT CONTROL RM
3773 | OLENTANGY RIVER RD UNIT FRONT | 43214-3425 | Not Required by DOW | 188188 | WATTS | 909 | RP | 4.000 | 61715 | 3773 ROOM 0801-WTR SERV ENTR W WALL GROUND FL RISER RM
3773 | OLENTANGY RIVER RD UNIT FRONT | 43214-3425 | Not Required by DOW | 195049 | WATTS | 009M3QT | RP | 0.750 | 61716 | 3705 OLENTANGY RIVER 1ST FL CEILING RM PET F104, PET SCAN UTILITY RM
3773 | OLENTANGY RIVER RD UNIT FRONT | 43214-3425 | Not Required by DOW | 195374 | WATTS | 009M3QT | RP | 0.750 | 61717 | 3705 1ST FL ABOVE CEILING S OF RM F 113 CT IN MECH RM MRI
3773 | OLENTANGY RIVER RD UNIT FRONT | 43214-3425 | Not Required by DOW | 2HL1654 | AMES | 2000SS | DC | 4.000 | 61718 | 3773 MECH ROOM, SPRINKLER RISER ROOM
3773 | OLENTANGY RIVER RD UNIT FRONT | 43214-3425 | Not Required by DOW | 44466 | WATTS | 009QT | RP | 1.000 | 61719 | 3705 ROOM 0A01 ABOVE AIR SEPERATOR AT P-2 PUMP, MECH ROOM
3773 | OLENTANGY RIVER RD UNIT FRONT | 43214-3425 | Not Required by DOW | 94955 | WATTS | 009QT | RP | 2.000 | 61720 | 3773 ROOM 0801 - WATER SERVICE ROOM WEST WALL, SPRINKLER RISER ROOM
3773 | OLENTANGY RIVER RD UNIT FRONT | 43214-3425 | Not Required by DOW | 162490 | WATTS | 909 | RP | 3.000 | 87574 | 3705 OLENTANGY RIVER RD bsmt.North Mech. room
3773 | OLENTANGY RIVER RD UNIT FRONT | 43214-3425 | Not Required by DOW | 124364 | AMES | 2000SS | DC | 4.000 | 96812 | 3705 OLENTANGY RIVER RD bsmt.North Mech. room, LOWER LEVEL MECH ROOM
3773 | OLENTANGY RIVER RD UNIT FRONT | 43214-3425 | Not Required by DOW | 69345 | WATTS | 008PCQT | PVB | 0.500 | 3609601 | MOP SINK FAUCET, 1ST FL SILVER BLDG RM #S1586H
3773 | OLENTANGY RIVER RD UNIT FRONT | 43214-3425 | Not Required by DOW | 72881 | WATTS | 008PCQT | PVB | 0.500 | 3609602 | MOP SINK FAUCET, 1ST FL SILVER BLDG RM #S1503H
3773 | OLENTANGY RIVER RD UNIT FRONT | 43214-3425 | Not Required by DOW | 72882 | WATTS | 008PCQT | PVB | 0.500 | 3609603 | MOP SINK FAUCET, 2ND FL SILVER BLDG RM #S2541H
3773 | OLENTANGY RIVER RD UNIT FRONT | 43214-3425 | Removed | 181311REM | WILKINS | 420 | PVB | 1.000 | 3615360 | 3705 OLENTANGY RIVER RD, NORTH SIDE OF BLDG
3773 | OLENTANGY RIVER RD UNIT FRONT | 43214-3425 | Active | UC-0903 | AMES | COLT 400 | RP | 8.000 | 3652600
3773 | OLENTANGY RIVER RD UNIT REAR | 43214-3425 | Active | 163159 | AMES | 2000SS | DCDA | 8.000 | 97332 | FRONT ENTRANCE PIT SE CORNER OF 3705 OLENTANGY RVR RD
3773 | OLENTANGY RIVER RD UNIT REAR | 43214-3425 | Active | 58970 | AMES | 2000B | DC | 0.750 | 97333 | FRONT ENTRANCE PIT SE CORNER OF 3705 OLENTANGY RVR RD
3773 | OLENTANGY RIVER RD UNIT REAR | 43214-3425 | Active | 1206730308 | AMES | 4000SS | RP | 6.000 | 97334 | HOT BOX FRONT ENTRANCE SE CORNER OF 3705 OLENTANGY RVR RD
3773 | OLENTANGY RIVER RD UNIT REAR | 43214-3425 | Not Required by DOW | L63242 | WILKINS | 375 | RP | 3.000 | 99412 | 800 MCCONNELL DR, BASEMENT MECHANICAL ROOM
3773 | OLENTANGY RIVER RD UNIT REAR | 43214-3425 | Not Required by DOW | 3366194 | WILKINS | 975 | RP | 1.000 | 99413 | 800 MCCONNELL DR KOBACKER, BASEMENT MECHANICAL ROOM
3773 | OLENTANGY RIVER RD UNIT REAR | 43214-3425 | Not Required by DOW | 3061613 | WILKINS | 950XL | DC | 1.250 | 100727 | 3780 B BIG RED WAY, CRAWL SPACE
3773 | OLENTANGY RIVER RD UNIT REAR | 43214-3425 | Not Required by DOW | 646222 | WATTS | 909HWQT | RP | 0.750 | 103441 | 800 MCCONNELL DR - KOBACKER HOSPICE CENTER, GARAGE UTILITY ROOM
3773 | OLENTANGY RIVER RD UNIT REAR | 43214-3425 | Not Required by DOW | 3061614 | WILKINS | 950XL | DC | 1.250 | 3603901 | 3796 BIG RED WAY, CRAWL SPACE
3773 | OLENTANGY RIVER RD UNIT REAR | 43214-3425 | Not Required by DOW | 3051601 | WILKINS | 950XL | DC | 1.250 | 3609703 | 3776 B BIG RED WAY, CRAWL SPACE
3773 | OLENTANGY RIVER RD UNIT REAR | 43214-3425 | Not Required by DOW | 3061607 | WILKINS | 950XL | DC | 1.250 | 3609704 | 3784 B BIG RED WAY, CRAWL SPACE
3773 | OLENTANGY RIVER RD UNIT REAR | 43214-3425 | Not Required by DOW | 36444 | WATTS | 919 | RP | 2.000 | 3648526 | 785 MCCONNELL DR MECH ROOM
433 | OLENWOOD AVE | 43085-2245 | Active | H675910 | FEBCO | 765 | PVB | 0.750 | 101951 | RIGHT SIDE OF HOUSE
446 | OLENWOOD AVE | 43085-2245 | Removed | CB026496 | WILKINS | 720A | PVB | 0.750 | 103578 | RIGHT SIDE OF HOUSE
455 | OLENWOOD AVE | 43085-2245 | Replaced | REPAE6268 | FEBCO | 765 | PVB | 1.000 | 94166 | REPLACED- FRONT OF HOUSE
455 | OLENWOOD AVE | 43085-2245 | Active | T189436 | WILKINS | 720A | PVB | 1.000 | 3609563 | FRONT OF HOUSE
466 | OLENWOOD AVE | 43085-2245 | Active | CAB37025 | WILKINS | 720A | PVB | 1.000 | 94167 | LEFT SIDE OF HOUSE REAR
477 | OLENWOOD AVE | 43085-2245 | Active | 8831 | FEBCO | 765 | PVB | 1.000 | 64991 | RIGHT SIDE OF HOUSE
478 | OLENWOOD AVE | 43085-2245 | Active | T471018 | WILKINS | 720A | PVB | 1.000 | 65032 | EAST SIDE
489 | OLENWOOD AVE | 43085-2245 | Active | HD5756 | FEBCO | 765 | PVB | 1.000 | 94168 | RIGHT FRONT
671 | OLIVER WAY | 43016 | Active | T424547 | WILKINS | 720A | PVB | 0.750 | 3650174 | RIGHT FRONT
6721 | OLIVER WAY | 43016 | Active | CB794313 | WILKINS | 720 | PVB | 0.750 | 3650206 | RIGHT FRONT
6734 | OLIVER WAY | 43016 | Active | EAD8002 | WILKINS | 720 | PVB | 1.000 | 3651806 | LEFT SIDE OF HOUSE
6737 | OLIVER WAY | 43016 | [6 empty] | 3657803
6745 | OLIVER WAY | 43016 | Active | T432626 | WILKINS | 720A | PVB | 0.750 | 3651908
6758 | OLIVER WAY | 43016 | Active | T418501 | WILKINS | 720A | PVB | 0.750 | 3649589 | RIGHT FRONT
6809 | OLIVER WAY | 43016 | Active | CAA28951 | WILKINS | 720A | PVB | 0.750 | 3650483 | LEFT SIDE OF HOUSE
6817 | OLIVER WAY | 43016 | Active | CB615915 | WILKINS | 720A | PVB | 0.750 | 3646460 | LEFT FRONT
6291 | OLIVIA CT | 43016-8550 | Active | 751951 | WATTS | 800M4QT | PVB | 1.000 | 69570 | RIGHT SIDE OF HOUSE
1109 | OLMSTEAD AVE UNIT B | 43201-3026 | Active | XL-1318 | WATTS | 957 | RP | 3.000 | 3500510
4263 | OLMSTED RD | 43054-9672 | Active | EE3483 | FEBCO | 765 | PVB | 1.000 | 63457 | NORTH SIDE OF GAS METER
4271 | OLMSTED RD | 43054-9672 | Active | H630411 | FEBCO | 765 | PVB | 0.750 | 63481 | RIGHT SIDE BY GAS METER
4272 | OLMSTED RD | 43054-9667 | Active | CAA25733 | WILKINS | 720A | PVB | 0.750 | 63484 | FRONT OF HOUSE
4281 | OLMSTED RD | 43054-9672 | Active | 838031 | WATTS | 800M4QT | PVB | 1.000 | 63526 | BACK OF HOUSE, SOUTH WALL BY A/C UNITS
4284 | OLMSTED RD | 43054-9667 | Active | 279382 | WILKINS | 720A | PVB | 0.750 | 63535 | LEFT SIDE
4289 | OLMSTED RD | 43054-9672 | Active | 26585 | WATTS | 800M2 | PVB | 1.000 | 63543 | FRONT OF HOUSE
4301 | OLMSTED RD | 43054-9673 | Active | CAB54369 | WILKINS | 720A | PVB | 1.000 | 63640 | WESTSIDE LAST WINDOW IN CURVE
4311 | OLMSTED RD | 43054-9673 | Active | 41773 | WATTS | 800M4QT | PVB | 1.000 | 63657 | EAST OF FRONT DOOR IN OFFSET
4323 | OLMSTED RD | 43054-9673 | Active | AK1936 | FEBCO | 765 | PVB | 1.000 | 63676 | FRONT RIGHT OF FRONT DR -IN BUSHES BY REMOTES
4326 | OLMSTED RD | 43054-9667 | Active | DH5050 | FEBCO | 765 | PVB | 1.000 | 63681 | EAST OF FRONT DOOR
4326 | OLMSTED RD | 43054-9667 | Removed | B306732REM | WILKINS | 375XL | RP | 1.000 | 3641325 | IN BASEMENT AT WATER POWERED SUMP PUMP
4335 | OLMSTED RD | 43054-9674 | Active | 198092 | WATTS | 800M4QT | PVB | 1.000 | 63715 | FRONT OF HOUSE
4338 | OLMSTED RD | 43054-9667 | Active | T252112 | Wilkins | 720A | PVB | 1.000 | 63722 | SOUTHWEST CORNER OF HOUSE
4346 | OLMSTED RD | 43054-9667 | Active | A174736 | FEBCO | 765 | PVB | 1.000 | 63759 | WEST SIDE OF HOUSE
4347 | OLMSTED RD | 43054-9674 | Active | 257569 | WILKINS | 420 | PVB | 0.750 | 63761 | EXTERIOR LEFT SIDE OF HOME
4356 | OLMSTED RD | 43054-9667 | Active | 34459 | WATTS | 800QT | PVB | 1.000 | 63800 | EAST SIDE OF HOUSE BY DOOR
4359 | OLMSTED RD | 43054-9674 | Active | T076745 | WILKINS | 720A | PVB | 0.750 | 63803 | LEFT SIDE
4364 | OLMSTED RD | 43054-9667 | Active | VAA11993 | WILKINS | 720A | PVB | 0.750 | 63817 | LEFT SIDE OF HOUSE NEAR FRONT
4370 | OLMSTED RD | 43054-9668 | Active | HD00065 | FEBCO | 765 | PVB | 1.000 | 63831 | S OF FRONT DOOR IN OFFSET
4371 | OLMSTED RD | 43054-9674 | Active | 426981 | WILKINS | 720A | PVB | 0.750 | 63832 | RIGHT OF FRONT DOOR
4382 | OLMSTED RD | 43054-9668 | Active | CB454755 | WILKINS | 720 | PVB | 0.750 | 3500511 | BACK OF HOUSE
4395 | OLMSTED RD | 43054-9674 | Active | BB9290 | FEBCO | 765 | PVB | 0.750 | 63890 | RIGHT FRONT
4400 | OLMSTED RD | 43054-9669 | Active | T024021 | WILKINS | 720A | PVB | 1.000 | 63925 | right center
4407 | OLMSTED RD | 43054-9674 | Active | AK2285 | FEBCO | 765 | PVB | 0.750 | 63949 | FRONT OF HOUSE
4428 | OLMSTED RD | 43054-9670 | Active | AD4867 | FEBCO | 765 | PVB | 0.750 | 63984 | RIGHT SIDE
4433 | OLMSTED RD | 43054-9675 | Active | EA13422 | WILKINS | 720A | PVB | 0.750 | 63995 | LEFT OF FRONT DOOR
4452 | OLMSTED RD | 43054-9670 | Active | H245002 | FEBCO | 765 | PVB | 0.750 | 64066 | FRONT OF HOUSE
4470 | OLMSTED RD | 43054-9671 | Active | T382148 | WILKINS | 720A | PVB | 0.750 | 64120 | LT SIDE
4479 | OLMSTED RD | 43054-9675 | Active | 279587 | WILKINS | 720A | PVB | 0.750 | 64141 | RIGHT SIDE OF HOUSE BY AC
4480 | OLMSTED RD | 43054-9671 | Active | T459277 | WILKINS | 720A | PVB | 0.750 | 64143 | LEFT SIDE OF HOUSE
4490 | OLMSTED RD | 43054-9671 | Active | 279351 | WILKINS | 720A | PVB | 0.750 | 64162 | LEFT SIDE OF HOUSE
8241 | OLYMPUS LN | 43004-8193 | Active | G215678 | WILKINS | 720A | PVB | 0.750 | 97082 | RIGHT SIDE WEST
2223 | ONANDAGA DR | 43221-3615 | Active | T084015 | WILKINS | 720A | PVB | 0.750 | 101808
2234 | ONANDAGA DR | 43221-3690 | Active | ead4321 | WILKINS | 720A | PVB | 0.750 | 87291 | FRONT OF HOUSE
2239 | ONANDAGA DR | 43221-3689 | Active | G214249 | WILKINS | 720A | PVB | 0.750 | 96074 | RIGHT SIDE OF HOUSE
2254 | ONANDAGA DR | 43221-3690 | Active | t021909 | WILKINS | 720A | PVB | 1.000 | 94172 | FRONT OF HOUSE
2255 | ONANDAGA DR | 43221-3689 | Active | 369699 | WATTS | 800QT | PVB | 1.000 | 87292 | CENTER OF HOUSE ON SOUTHSIDE
2274 | ONANDAGA DR | 43221-3690 | Active | T337875 | WILKINS | 720A | PVB | 0.750 | 57822 | OUTSIDE
2275 | ONANDAGA DR | 43221-3689 | Active | CB015686 | WILKINS | 720A | PVB | 0.750 | 57825 | FRONT OF HOUSE
2289 | ONANDAGA DR | 43221-3689 | Active | 082449 | WILKINS | 720A | PVB | 0.750 | 57851 | NORTHWEST CORNER
2294 | ONANDAGA DR | 43221-3690 | Active | H025044 | FEBCO | 765 | PVB | 1.000 | 96951 | FRONT OF HOUSE
2303 | ONANDAGA DR | 43221-3689 | Active | H107584 | FEBCO | 765 | PVB | 0.750 | 57910 | FRONT OF HOUSE
2320 | ONANDAGA DR | 43221-3690 | Active | H545318 | WATTS | 800QT | PVB | 1.000 | 57941 | IN BACK YARD BY PORCH
2341 | ONANDAGA DR | 43221-3617 | Active | t295154 | WILKINS | 720A | PVB | 0.750 | 95154 | FRONT OF HOUSE
2341 | ONANDAGA DR | 43221-3617 | Removed | 630601REM | WATTS | 909QT | RP | 1.000 | 99211 | NEXT TO WATER METER IN BASEMENT REMOVED
2350 | ONANDAGA DR | 43221-3618 | Active | T392400 | WILKINS | 720A | PVB | 1.000 | 58041 | LEFT SIDE OF HOME
2355 | ONANDAGA DR | 43221-3617 | Active | 628792 | WATTS | 800M4QT | PVB | 0.750 | 58055 | FRONT CORNER OF HOUSE - LEFT OF THE GARAGE
2367 | ONANDAGA DR | 43221-3617 | Active | F087598 | WILKINS | 720A | PVB | 1.000 | 94173 | FRONT OF HOUSE
2370 | ONANDAGA DR | 43221-3618 | Active | 289797 | WATTS | 800M4QT | PVB | 0.750 | 91349 | FRONT OUTSIDE
2380 | ONANDAGA DR | 43221-3618 | Active | T565003 | WILKINS | 720A | PVB | 1.000 | 58117 | FRONT CENTER OF HOUSE
2381 | ONANDAGA DR | 43221-3617 | Removed | 82215REM | WATTS | 009M2QT | RP | 0.750 | 58119 | RIGHT FRONT CORNER OF HOME (SERIAL #32215)
2395 | ONANDAGA DR | 43221-3617 | Under renovation | G086362 | WILKINS | 720A | PVB | 0.750 | 92078 | RIGHT SIDE OF HOUSE
2400 | ONANDAGA DR | 43221-3618 | Inactive | 02406 | FEBCO | 765 | PVB | 1.000 | 58194 | SW CORNER OF SIDE HOUSE
2410 | ONANDAGA DR | 43221-3618 | Active | HF48605 | FEBCO | 765 | PVB | 1.000 | 94174 | side of bldg
2419 | ONANDAGA DR | 43221-3617 | Active | 672424 | CONBRACO | PVB | PVB | 1.000 | 88943 | FRONT OF HOUSE
2430 | ONANDAGA DR | 43221-3618 | Active | H649252 | FEBCO | 765 | PVB | 0.750 | 3500716 | FRONT OF HOUSE
2460 | ONANDAGA DR | 43221-3691 | Active | CB029565 | WILKINS | 720A | PVB | 0.750 | 3500718 | FRONT CENTER
2463 | ONANDAGA DR | 43221-3619 | Active | CAA31068 | WILKINS | 720A | PVB | 0.750 | 3500719 | Front
2475 | ONANDAGA DR | 43221-3619 | Active | H725555 | FEBCO | 765 | PVB | 1.000 | 3500721 | LEFT SIDE OF HOUSE
2480 | ONANDAGA DR | 43221-3691 | Active | C1007 | FEBCO | 765 | PVB | 0.750 | 94175 | FRONT OF HOUSE
2487 | ONANDAGA DR | 43221 | Active | CB950227 | WILKINS | 720A | PVB | 0.750 | 3650013 | RIGHT FRONT
2492 | ONANDAGA DR | 43221-3691 | Active | EAF7405 | WILKINS | 720A | PVB | 0.750 | 3500722 | LEFT FRONT
2501 | ONANDAGA DR | 43221-3619 | Active | CB848207 | WILKINS | 720A | PVB | 0.750 | 3500723 | RIGHT OF FRONT DOOR
2504 | ONANDAGA DR | 43221 | Active | T136285 | WILKINS | 720 | PVB | 0.750 | 3609662 | RIGHT OF FRONT DOOR
2511 | ONANDAGA DR | 43221-3619 | Active | EM4863 | FEBCO | 765 | PVB | 1.000 | 58521 | LEFT SIDE OF HOUSE
2516 | ONANDAGA DR | 43221-3620 | Active | H181961 | FEBCO | 765 | PVB | 1.000 | 94177 | FRONT OF HOUSE
2528 | ONANDAGA DR | 43221-3620 | Active | 15741 | WATTS | 919AQT | RP | 1.000 | 96411 | BASEMENT EAST MECH ROOM
2533 | ONANDAGA DR | 43221-3619 | Replaced | REP345883 | WATTS | 800QT | PVB | 1.000 | 58569 | REPLACED- FRONT OF HOUSE
2533 | ONANDAGA DR | 43221-3619 | Active | c11878 | APOLLO/CONBRACO | PVB4A | PVB | 1.000 | 3613397 | FRONT OF HOUSE
2538 | ONANDAGA DR | 43221-3620 | Active | CB072635 | WILKINS | 720A | PVB | 0.750 | 3603544 | LEFT FRONT
2545 | ONANDAGA DR | 43221-3619 | Active | H817330 | FEBCO | 765 | PVB | 1.000 | 102766 | LEFT SIDE
2548 | ONANDAGA DR | 43221-3620 | Active | J005389 | FEBCO | 825Y | RP | 0.750 | 58597 | IN TUNNEL, IN BY POOL
2548 | ONANDAGA DR | 43221-3620 | Active | AG2744 | FEBCO | 765 | PVB | 1.000 | 87392 | RIGHT SIDE OF HOUSE
2555 | ONANDAGA DR | 43221-3619 | Active | CB001078 | WILKINS | 720A | PVB | 0.750 | 103684 | RIGHT SIDE OF HOUSE
2558 | ONANDAGA DR | 43221-3620 | Active | AH6198 | FEBCO | 765 | PVB | 1.000 | 58631 | RIGHT SIDE OF FRONT DOOR
2567 | ONANDAGA DR | 43221-3619 | Active | 01520 | WATTS | 800M4FR | PVB | 1.000 | 95552 | LEFT SIDE OF HOUSE
2570 | ONANDAGA DR | 43221-3620 | Active | 41719 | WATTS | 800QT | PVB | 1.000 | 94180 | LEFT SIDE
2579 | ONANDAGA DR | 43221-3619 | Active | H577139 | FEBCO | 765 | PVB | 1.000 | 58669 | WEST SIDE --NORTH OF DOOR
2580 | ONANDAGA DR | 43221 | Active | T295088 | WILKINS | 720A | PVB | 0.750 | 100560 | RIGHT FRONT OF HOUSE
2589 | ONANDAGA DR | 43221-3619 | Active | H079210 | FEBCO | 765 | PVB | 0.750 | 58686 | LEFT SIDE OF HOME
2590 | ONANDAGA DR | 43221-3620 | Active | CAA25795 | WILKINS | 720A | PVB | 0.750 | 3613013 | FRONT OF HOUSE, RIGHT SIDE OF ENTRANCE
2321 | ONANDAGA DR UNIT A | 43221-3689 | Active | F137584 | WILKINS | 720A | PVB | 0.750 | 88452 | R. SIDE IN FRONT BEHIND A/C UNIT
1158 | ONSLOW DR | 43204 | Active | EAJ0720 | WILKINS | 720 | PVB | 0.750 | 3589042 | LEFT SIDE
5820 | OPUS DR | 43125-9210 | Active | 06477 | WATTS | 919 | RP | 1.500 | 90690 | NEXT TO WATER METER
5820 | OPUS DR | 43125-9210 | Active | 2281023 | WILKINS | 975XL | RP | 1.500 | 90691 | NEXT TO WATER METER
5820 | OPUS DR | 43125-9210 | Active | 1484800606 | AMES | 3000SS | DCDA | 8.000 | 90692 | PUMP ROOM
5820 | OPUS DR | 43125-9210 | Active | 25933 | AMES | 2000BM3 | DC | 0.750 | 90693 | PUMP ROOM
5900 | OPUS DR | 43125- | Active | 1323750204 | AMES | 3000SS | DCDA | 8.000 | 68264 | FIRE PUMP ROOM - 5910 OPUS DR
5900 | OPUS DR | 43125- | Active | SJ-3318 | WATTS | 957 | RP | 3.000 | 68265 | MECH ROOM ON WEST SIDE - 5910 OPUS DR
5900 | OPUS DR | 43125- | Active | A00306 | AMES | 2000B | DC | 0.750 | 68266 | FIRE PUMP ROOM - 5910 OPUS DR
5900 | OPUS DR | 43125- | Not Required by DOW | 392711 | WATTS | 909 | RP | 2.000 | 87550 | FIRE PUMP/METER ROOM - 5910 OPUS DR
5900 | OPUS DR | 43125- | LPS - Active | 654312 | PEERLESS | 6AEF146 | LST |  | 3632584 | FIRE PUMP - FIRE PUMP/METER ROOM - 5910 OPUS DR
5965 | OPUS DR | 43125- | Active | 177355 | WATTS | 909 | RP | 3.000 | 87252 | MECH ROOM S SIDE NEXT TO METER
5965 | OPUS DR | 43125- | Active | 1447000805 | AMES | 3000SS | DCDA | 8.000 | 88854 | SOUTH END OF BUILDING
5965 | OPUS DR | 43125- | Active | 45648 | AMES | 2000B | DC | 0.750 | 88855 | SOUTHEND OF BUILDING
5965 | OPUS DR | 43125- | Not Required by DOW | F0603141345 | FEBCO | 880V | RP | 3.000 | 90507 | PUMP ROOM
5965 | OPUS DR | 43125- | LPS - Active |  |  |  | LST |  | 3633820 | PUMP FIRE
6250 | OPUS DR | 43125- | Active | 113110 | AMES | 2000SS | DC | 8.000 | 69477 | WEST MIDDLE PUMP ROOM PIT JUST NORTH OF FIRST DRIVE NORTH OF ROHR RD
6250 | OPUS DR | 43125- | Active | 12495 | WILKINS | 375 | RP | 3.000 | 69478 | PUMP ROOM
6250 | OPUS DR | 43125- | Not Required by DOW | 87184 | WATTS | 009M2QT | RP | 1.500 | 69480
6250 | OPUS DR | 43125- | LPS - Active |  |  |  | LST |  | 3638403 | FIRE PUMP - PUMP ROOM
6250 | OPUS DR | 43125- | Due Install |  |  |  | DCDA | 10.000 | 3659300
4335 | ORANGEBERRY DR | 43123 | Active | T424245 | WILKINS | 720A | PVB | 0.750 | 3602478 | LEFT REAR
4340 | ORANGEBERRY DR | 43123 | Active | T257842 | WILKINS | 720A | PVB | 0.750 | 98312 | LEFT SIDE
4380 | ORANGEBERRY DR | 43123-7914 | Active | H447498 | FEBCO | 765 | PVB | 0.750 | 93200 | RIGHT SIDE
6461 | ORANGEBERRY RD | 43026 | Active | T470375 | WILKINS | 720A | PVB | 0.750 | 3655611 | LEFT SIDE
6501 | ORANGEBERRY RD | 43026 | Active | EAG8091 | WILKINS | 720A | PVB | 0.750 | 3655383 | RIGHT SIDE OF HOUSE
74 | ORCHARD DR | 43085-3657 | Active | A038287 | WILKINS | 720A | PVB | 0.750 | 95838 | RIGHT SIDE OF HOUSE
16 | ORCHARD LN | 43214-4026 | Active | 601454 | WILKINS | 720A | PVB | 0.750 | 55798 | LEFT SIDE OF HOUSE
293 | ORDERS RD | 43123-8283 | Active | T300027 | WILKINS | 720A | PVB | 0.750 | 89386 | RIGHT SIDE
2952 | ORDERS RD | 43123-8283 | Active | 303554 | WATTS | 800M4QT | PVB | 0.750 | 92738 | OUTSIDE HOUSE ON RIGHT SIDE
2962 | ORDERS RD | 43123-8283 | Active | EAK2199 | WILKINS | 720A | PVB | 0.750 | 59618 | LEFT CENTER
3020 | ORDERS RD | 43123-8283 | Active | H496042 | FEBCO | 765 | PVB | 0.750 | 95734 | RIGHT SIDE OF HOUSE
3301 | ORDERS RD | 43123-9270 | Active | 28672 | WATTS | 719QT | DC | 0.750 | 96542 | HOT BOX AT STREET
3301 | ORDERS RD | 43123-9270 | Active | 1119090106 | WATTS | 774 | DCDA | 8.000 | 96558 | HOT BOX AT STREET
3301 | ORDERS RD | 43123-9270 | Active | 439308 | WATTS | 909M1QT | RP | 1.500 | 96559 | HOT BOX AT STREET
3588 | ORDERS RD | 43123-8298 | Active | 185476 | WILKINS | 720A | PVB | 0.750 | 88655 | RIGHT SIDE OF HOUSE
3648 | ORDERS RD | 43123-9500 | Active | 940923 | WATTS | 800M4QT | PVB | 1.000 | 61363 | EAST WALL
3660 | ORDERS RD | 43123-9500 | Active | H216927 | FEBCO | 765 | PVB | 1.000 | 61397 | WEST SIDE
3717 | ORDERS RD | 43123 | Active | 1160411115 | WATTS | 774DCDA | DCDA | 8.000 | 3618497 | METER VAULT NE CORNER OF PROPERTY
3717 | ORDERS RD | 43123 | Active | 21387 | WATTS | 007M2QT | DC | 0.750 | 3618546 | METER VAULT NE CORNER OF PROPERTY
3717 | ORDERS RD | 43123 | Active | QC-0131 | WATTS | 957 | RP | 6.000 | 3618547 | HOT BOX AT METER VAULT
3717 | ORDERS RD | 43123 | Not Required by DOW | 347427 | WATTS | 009M2QT | RP | 2.000 | 3623174 | MECHANICAL ROOM
3717 | ORDERS RD | 43123 | Not Required by DOW | T239633 | WILKINS | 720A | PVB | 0.750 | 3624990
3871 | ORDERS RD | 43123 | Active | XD-1688 | AMES | COLT 400 | RP | 4.000 | 3648378 | HOTBOX LBX5113
3871 | ORDERS RD | 43123 | Active | UD-0473 | WATTS | 957 | RPDA | 8.000 | 3648379 | HOTBOX - FIRE METER
3871 | ORDERS RD | 43123 | Active | 375966 | WATTS | 009M3QT | RP | 0.750 | 3648380 | HOTBOX - FIRE METER - 3/4 SIDE CAR
3871 | ORDERS RD | 43123 | Not Required by DOW | ABH2913 | WILKINS | 975XL2 | RP | 1.000 | 3650227 | FURNACE ROOM OF 5154 BROWNS FARM LN
3871 | ORDERS RD | 43123 | Not Required by DOW | T403431 | WILKINS | 720A | PVB | 0.750 | 3650250 | COMMUNITY BUILDING AT 5154 BROWNS FARM - SE CORNER
8510 | ORION PL | 43240 | Active | 10193 | WATTS | 919QT | RP | 1.500 | 96543 | NEAR WATER METER
8510 | ORION PL | 43240 | Active | 1664370800 | AMES | 3000SS | DCDA | 6.000 | 96564 | STORAGE BLDG
8510 | ORION PL | 43240 | Active | 12939 | WATTS | 007M1QT | DC | 0.750 | 96565 | STORAGE ROOM
8510 | ORION PL | 43240 | Not Required by DOW | 06966 | WATTS | 919AQT | RP | 1.000 | 96566 | BACK ROOM NEXT TO WATER METER
8550 | ORION PL | 43240-4028 | Active | ABD2545 | WILKINS | 975XL2 | RP | 1.000 | 74051 | BACK MECH/METER ROOM AT WATER METER
8550 | ORION PL | 43240-4028 | Not Required by DOW | A225262 | FEBCO | 825Y | RP | 1.000 | 74052 | MECHANICAL ROOM
8555 | ORION PL | 43240-4029 | Not Required by DOW | ALA22323 | WILKINS | 975XL3 | RP | 0.750 | 74064 | AT METER SETTING IN MECHANICAL ROOM (STORAGE ROOM)
8555 | ORION PL | 43240-4029 | Removed | 550866REM | WILKINS | 950 | DC | 1.500 | 74065 | **REMOVED** AT METER (STORAGE ROOM)
8555 | ORION PL | 43240-4029 | Not Required by DOW | T592488 | WILKINS | 720A | PVB | 1.000 | 74066 | OUTSIDE-NORTH WALL
8555 | ORION PL | 43240-4029 | Active | ACA4509 | WILKINS | 975XL2 | RP | 1.500 | 3636540 | MID N STRAGE AREA AT WATER METER
8670 | ORION PL | 43240 | Not Required by DOW | 3444034 | WILKINS | 975XL | RP | 1.000 | 103523 | 2010 POLARIS PARKWAY, SPRINKLER RISER ROOM
8670 | ORION PL | 43240 | Not Required by DOW | 3268140 | WILKINS | 975XL | RP | 1.000 | 103524 | 2010 POLARIS PARKWAY, POOL MECHANIC ROOM
8670 | ORION PL | 43240 | Active | 62818 | WILKINS | 375 | RP | 3.000 | 103525 | 2010 POLARIS PARKWAY, SPRINKLER RISER ROOM
8670 | ORION PL | 43240 | Active | 1719540410 | AMES | 3000SS | DCDA | 6.000 | 103526 | 2010 POLARIS PARKWAY, HOT BOX BY STREET
8670 | ORION PL | 43240 | Active | 16151 | WATTS | 007M1QT | DC | 0.750 | 103527 | 2010 POLARIS PARKWAY, HOT BOX BY STREET
8670 | ORION PL | 43240 | LPS - Active | DP8670 |  |  | LPC |  | 3636567 | DOMESTIC PUMP -
8670 | ORION PL | 43240 | LPS - Active | FP8670 |  |  | VSS |  | 3636568 | FIRE BOOSTER PUMP
8700 | ORION PL | 43240-2078 | Active | 113627 | WATTS | 007QT | DC | 0.750 | 74193 | METER PIT NORTH OF ENTRANCE
8700 | ORION PL | 43240-2078 | Active | 3FM1470 | AMES | 3000SS | DCDA | 6.000 | 74194 | IN METER PIT NORTH OF ENTRANCE
8700 | ORION PL | 43240-2078 | Not Required by DOW | 585905 | WILKINS | 975XLBMS | RP | 1.500 | 74195 | MECHANICAL ROOM
8700 | ORION PL | 43240-2078 | Active | 585905 | WILKINS | 975XL | RP | 2.000 | 74196 | MECHANICAL ROOM
8720 | ORION PL | 43240-2111 | Active | 1001570 | WILKINS | 975XLBMS | RP | 2.000 | 74220 | IN 8720 LEFT CENTER W UNDER STEPS
8720 | ORION PL | 43240-2111 | Removed | 116209REM | WATTS | 009M2QT | RP | 1.000 | 74221 | REMOVED- IN 8720 LEFT CENTER W UNDER STEPS
8720 | ORION PL | 43240-2111 | Active | 9908121231 | FEBCO | 856 | DCDA | 6.000 | 74223 | METER PIT
8720 | ORION PL | 43240-2111 | Active | 11790 | FEBCO | 805YB | DC | 0.750 | 74224 | METER PIT
8720 | ORION PL | 43240-2111 | Not Required by DOW | 1260798 | WILKINS | 975 | RP | 1.000 | 102415 | 8740 ORION PL, UNDER STAIRS WEST END
8720 | ORION PL | 43240-2111 | Active | 1222097 | WILKINS | 975 | RP | 2.000 | 102416 | 8740 ORION PL, UNDER STAIRS WEST END
8760 | ORION PL | 43240-2109 | Active | 1001580 | WILKINS | 975XLBMS | RP | 2.000 | 74256 | 1st Floor - West Stairs - Under Stairs
8760 | ORION PL | 43240-2109 | Not Required by DOW | 116187 | WATTS | 009M2QT | RP | 1.000 | 74257 | 1st Floor - West Stairs - Under Stairs
8760 | ORION PL | 43240-2109 | Active | 9904061349 | FEBCO | 856 | DCDA | 8.000 | 74258 | Pit by Entrance NW by Orion Road
8760 | ORION PL | 43240-2109 | Active | A010412 | FEBCO | 805YB | DC | 0.750 | 74259 | Pit by Entrance NW by Orion Road
8787 | ORION PL | 43240-4027 | Active | 193748 | WATTS | 909 | RP | 4.000 | 74281 | 1ST FLOOR AFTER METER
8787 | ORION PL | 43240-4027 | Active | 174277 | WATTS | 009M2PCQT | RP | 1.500 | 74282 | STORAGE ROOM ON LOADING DOCK
8787 | ORION PL | 43240-4027 | Active | 7018 | FEBCO | 805YB | DC | 0.750 | 74283 | METER PIT BYPASS ON DC METER
8787 | ORION PL | 43240-4027 | Not Required by DOW | 757016 | WILKINS | 975 | RP | 1.000 | 74284 | PENTHOUSE MECH ROOM
8787 | ORION PL | 43240-4027 | Not Required by DOW | 796120 | WILKINS | 975 | RP | 2.000 | 74285 | IN MECH ROOM BY DOCK DOOR
8787 | ORION PL | 43240-4027 | Active | 9804141332 | FEBCO | 856 | DCDA | 6.000 | 74286 | METER PIT
8805 | ORION PL | 43240 | Active | SE-1840 | WATTS | 957 | RP | 3.000 | 3633114 | In Hotbox RIGHT OF DRIVE
8805 | ORION PL | 43240 | Active | 1163641216 | WATTS | 774DCDA | DCDA | 8.000 | 3633117 | IN VAULT RT OF DRIVE
8805 | ORION PL | 43240 | Active | 21667 | WATTS | 007M2QT | DC | 0.750 | 3633118 | IN VAULT RT OF DRIVE
8805 | ORION PL | 43240 | LPS - Active |  |  |  | LST |  | 3639386
8805 | ORION PL | 43240 | LPS - Active |  |  |  | LPC |  | 3639387 | DOMESTIC PUMP -
8805 | ORION PL | 43240 | Not Required by DOW | 4768897 | WILKINS | 975XL2 | RP | 1.000 | 3640958 | EXTERIOR BUILDING MECH ROOM
8811 | ORION PL | 43240 | Active | 143510 | WATTS | LF009M2QT | RP | 2.000 | 3646597 | Hot box
8811 | ORION PL | 43240 | Active | TJ-0395 | AMES | 300GV | DCDA | 6.000 | 3646602 | METER PIT
8811 | ORION PL | 43240 | Active | 58746 | AMES | 200BM3 | DC | 0.750 | 3646603 | METER PIT FIRE BYPASS
4640 | ORWELL DR | 43220-3622 | [6 empty] | 3657782
1654 | OSAGE CT | 43123-9720 | Active | G223534 | WILKINS | 720A | PVB | 0.750 | 94181 | RIGHT SIDE
3900 | OSHANNON RD | 43016-4175 | Active | 548843 | RAINBIRD | 100 | PVB | 1.000 | 95572 | BACK LEFT
7534 | OSIMUND DR | 43235-6731 | Active | HA06140 | FEBCO | 765 | PVB | 0.750 | 98528 | LEFT FRONT
7546 | OSIMUND DR | 43235-6731 | Active | T034787 | WILKINS | 720A | PVB | 0.750 | 95837 | LEFT FRONT
1097 | OSLO PASS | 43119-8587 | Active | G213700 | WILKINS | 720A | PVB | 0.750 | 99846 | SOUTH SIDE OF HOUSE
232 | OTTER CREEK CT | 43235-4420 | Active | 2776616 | WILKINS | 975XLBMS | RP | 1.000 | 96045 | RIGHT SIDE
240 | OTTER CREEK CT | 43235-4420 | Active | A216126 | WILKINS | 720A | PVB | 1.000 | 58156 | FRONT LEFT OF FRONT DOOR
77 | OUTERBELT ST | 43213-1548 | Active | 400218 | WATTS | 909QT | RP | 0.750 | 72548 | UNDER KITCHEN SINK IN CABINET AT WATER METER
10 | OUTERBELT ST | 43213-1527 | Active | 78158 | WATTS | LF919QT | RP | 1.000 | 100578 | water service in mop sink room
201 | OUTERBELT ST | 43213-1529 | Not Required by DOW | 010960 | WATTS | 800M4QT | PVB | 1.500 | 94182 | OUTSIDE REAR OF BLDG
201 | OUTERBELT ST | 43213-1529 | Active | B304273 | WILKINS | 375XL | RP | 1.500 | 3641316
201 | OUTERBELT ST | 43213-1529 | Active | TK-2064 | AMES | 300GV | DCDA | 4.000 | 3641317
201 | OUTERBELT ST | 43213-1529 | Active | 59200 | AMES | 2000BM3 | DC | 0.750 | 3641493
201 | OUTERBELT ST | 43213-1529 | Not Required by DOW | CB639114 | WILKINS | 720A | PVB | 1.000 | 3643529 | LEFT SIDE OF BUILDING
240 | OUTERBELT ST | 43213-1589 | Due Install |  |  |  | RP | 1.500 | 3501889
240 | OUTERBELT ST | 43213-1589 | Due Install |  |  |  | DCDA | 6.000 | 3658399
240 | OUTERBELT ST | 43213-1589 | Due Install |  |  |  | DC | 0.750 | 3658400
241 | OUTERBELT ST | 43213-1529 | Active | 746071 | WILKINS | 975 | RP | 0.750 | 58235 | IN SUPPLY ROOM EAST END OF BUILDING
253 | OUTERBELT ST | 43213- | Active | ABR6153 | WILKINS | 975XL2 | RP | 1.000 | 58561 | IN MECH ROOM
275 | OUTERBELT ST | 43213-1529 | Active | 1153090801 | AMES | 3000SS | DCDA | 6.000 | 59177 | MECH ROOM
275 | OUTERBELT ST | 43213-1529 | Active | 50658 | WATTS | 007M1 | DC | 0.750 | 59178 | MECH ROOM
275 | OUTERBELT ST | 43213-1529 | Active | 527255 | WATTS | 909QT | RP | 1.000 | 59179 | AT METER IN WATER METER AND SPRINKLER ROOM
275 | OUTERBELT ST | 43213-1529 | Not Required by DOW | T138008 | WILKINS | 720A | PVB | 0.750 | 3650806 | ON FRONT SIDE OF BUILDING
299 | OUTERBELT ST | 43213-1529 | Not Required by DOW | 293009 | WATTS | 009QT | RP | 1.000 | 59659 | WATER TREATMENT ROOM top
299 | OUTERBELT ST | 43213-1529 | Not Required by DOW | 292803 | WATTS | 009QT | RP | 1.000 | 59660 | FILTER ROOM
299 | OUTERBELT ST | 43213-1529 | Active | 954789 | WILKINS | 975 | RP | 2.000 | 59661 | NW BACK ROOM MIDDLE WALL AT WATER MTR, DUAL SETTING
299 | OUTERBELT ST | 43213-1529 | Active | 954794 | WILKINS | 975 | RP | 2.000 | 59662 | CENTER ROOM ON WEST SIDE OF BUILDING IN STORAGE AREA, DUAL SETTING
299 | OUTERBELT ST | 43213-1529 | LPS - Active |  |  |  | LPC |  | 3628197 | DOMESTIC PUMP - IN WATER CONDITIONING RM
321 | OUTERBELT ST | 43213-1529 | Active | 10455 | WATTS | LF919QT | RP | 0.750 | 3501892
333 | OUTERBELT ST | 43213-1529 | Active | W172392 | WILKINS | 975XL | RP | 0.750 | 60471 | BEHIND STEAM KETTLE IN PROCESS AREA
333 | OUTERBELT ST | 43213-1529 | Active | W175316 | WILKINS | 975XL | RP | 0.750 | 60472 | ON WEST WALL NEXT TO SOFTNER
333 | OUTERBELT ST | 43213-1529 | Active | W187137 | WILKINS | 975XL | RP | 1.000 | 60473 | FURNACE MECH ROOM FOOD PROCESS AREA
392 | OUTERBELT ST | 43213 | Active | 230766 | WATTS | LF009M2QT | RP | 2.000 | 3656157
392 | OUTERBELT ST | 43213 | Active | HC71689 | WILKINS | 950XLD | DC | 0.750 | 3656176
392 | OUTERBELT ST | 43213 | Active | 33091B | WILKINS | 350ASTDA | DCDA | 8.000 | 3656177 | FIRE PUMP ROOM
392 | OUTERBELT ST | 43213 | LPS - Active |  |  |  | LST |  | 3656231 | FIRE PUMP ROOM
320 | OUTERBELT ST UNIT A | 43213-1537 | Active | 413269 | WATTS | LF007M1QT | RP | 2.000 | 3501891
320 | OUTERBELT ST UNIT A | 43213-1537 | Active | 44766B | WILKINS | 350A | DCDA | 8.000 | 3639488 | NORTH WALL OF WAREHOUSE
320 | OUTERBELT ST UNIT A | 43213-1537 | Removed | 327866REM | WATTS | LF009QT | RP | 0.500 | 3653663
320 | OUTERBELT ST UNIT A | 43213-1537 | Removed | 341315REM | WATTS | LF009QT | RP | 0.500 | 3653664
320 | OUTERBELT ST UNIT A | 43213-1537 | Active | HC92875 | WILKINS | 950XLD | DC | 0.750 | 3659508 | NORTH WALL OF WAREHOUSE
317 | OVERBRIDGE DR | 43026-8091 | Active | EA13332 | WILKINS | 720A | PVB | 0.750 | 3501894 | RIGHT SIDE OF THE HOUSE
637 | OVERBROOK DR | 43214-3130 | Active | 341990 | WILKINS | 720A | PVB | 1.000 | 94183 | WEST SIDE OF HOUSE OUTSIDE
663 | OVERBROOK DR | 43214-3130 | Active | T418950 | WILKINS | 720A | PVB | 1.000 | 96844 | FRONT OF HOUSE NEAR GAS METER
600 | OVERLOOK DR | 43214-2926 | Active | H952935 | FEBCO | 765 | PVB | 0.750 | 94186 | FRONT OF THE HOUSE
407 | OVERLOOK E DR | 43214-2932 | Active | 2801271 | WILKINS | 950XLT | DC | 1.000 | 95169 | BASEMENT
8125 | OVERMONT DR | 43004 | Active | 1142220701 | AMES | 3000SS | DCDA | 8.000 | 73349 | PIT AT THE SE CORNER OF OVERMONT & HERALD COVE
8125 | OVERMONT DR | 43004 | Active | 20295 | AMES | 2000B | DC | 0.750 | 73350 | PIT AT THE SE CORNER OF OVERMONT & HERALD COVE
8125 | OVERMONT DR | 43004 | Due Install |  |  |  | RP | 4.000 | 3658430 | PIT AT THE SE CORNER OF OVERMONT & HERALD COVE
8150 | OVERMONT RIDGE RD | 43004-8370 | Active | 1359723 | WILKINS | 950 | DC | 0.750 | 73424 | METER PIT N OF OVERMONT RIDGE DR 150' EAST OF BOLLINGEN
8150 | OVERMONT RIDGE RD | 43004-8370 | Active | NO4448 | WILKINS | 350DA | DCDA | 8.000 | 73425 | METER PIT N OF OVERMONT RIDGE DR 150' EAST OF BOLLINGEN
8150 | OVERMONT RIDGE RD | 43004-8370 | Due Install |  |  |  | RP | 4.000 | 3658431 | METER PIT N OF OVERMONT RIDGE DR 150' EAST OF BOLLINGEN
4070 | OXFORD DR | 43220-4551 | Replaced | REP302057 | WATTS | 800M4QT | PVB | 0.750 | 62814 | Replaced- South corner build of 4070
4070 | OXFORD DR | 43220-4551 | Active | T340248 | WILKINS | 720A | PVB | 0.750 | 3609873 | South corner build of 4070
4090 | OXFORD DR | 43220-4551 | Active | 644657 | WILKINS | 720A | PVB | 1.000 | 94187 | RIGHT SIDE
4120 | OXFORD DR | 43220-4551 | Active | T134597 | WILKINS | 720A | PVB | 0.750 | 94188 | FRONT OF HOUSE
4149 | OXFORD DR | 43220-4550 | Active | 296287 | WATTS | 800M4QT | PVB | 0.750 | 95483 | FRONT OF HOME
4159 | OXFORD DR | 43220-4552 | Active | CAA36810 | WILKINS | 720A | PVB | 0.750 | 3502102 | LEFT SIDE
4200 | OXFORD DR | 43220-4555 | Active | HE75373 | FEBCO | 765 | PVB | 1.000 | 97430 | LEFT CENTER
4227 | OXFORD DR | 43220-4554 | Active | H245042 | FEBCO | 765 | PVB | 0.750 | 97980 | RIGHT SIDE OF HOUSE
4260 | OXFORD DR | 43220-4555 | Active | H428891 | FEBCO | 765 | PVB | 1.000 | 63451 | BACK OF HOUSE
3880 | OXFORD LOOP | 43054 | Active | CB325131 | WILKINS | 720A | PVB | 0.750 | 3623140 | LEFT SIDE
7020 | OXFORD N LOOP | 43054 | Active | CB921607 | WILKINS | 720A | PVB | 0.750 | 3652106 | FRONT CENTER
7060 | OXFORD N LOOP | 43054 | Active | T291127 | WILKINS | 720A | PVB | 0.750 | 3638677 | FRONT
7115 | OXFORD N LOOP | 43054 | Active | T465092 | WILKINS | 720A | PVB | 0.750 | 3656341 | LEFT SIDE
7120 | OXFORD N LOOP | 43054 | Active | T396106 | WILKINS | 720 | PVB | 0.750 | 3633243 | LEFT FRONT OF HOUSE
7140 | OXFORD N LOOP | 43054 | Active | T418724 | WILKINS | 720A | PVB | 0.750 | 3650145 | RIGHT CENTER OF HOUSE
7160 | OXFORD N LOOP | 43054 | Active | CAB13277 | WILKINS | 720A | PVB | 0.750 | 3657206 | RIGHT SIDE OF HOUSE
7195 | OXFORD N LOOP | 43054 | Active | CAA54821 | WILKINS | 720A | PVB | 0.750 | 3656389 | REAR OF HOUSE
7200 | OXFORD N LOOP | 43054 | Active | 039725 | WATTS | LF800M4QT | PVB | 0.750 | 3646373 | WEST SIDE OF HOUSE
2231 | OXFORD RD | 43221-4008 | Active | CB65241 | WILKINS | 720A | PVB | 0.750 | 3502113 | LEFT SIDE
2235 | OXFORD RD | 43221-4008 | Active | T024273 | WILKINS | 720A | PVB | 1.000 | 57700 | OUTSIDE, LEFT OF FRONT DOOR
2237 | OXFORD RD | 43221-4008 | Active | T146899 | WILKINS | 720A | PVB | 0.750 | 3502115 | LEFT SIDE OF HOUSE
2245 | OXFORD RD | 43221-4008 | Active | CAA30812 | WILKINS | 720A | PVB | 0.750 | 3502116
2251 | OXFORD RD | 43221-4008 | Removed | H847887REM | FEBCO | 765 | PVB | 1.000 | 100887 | RIGHT SIDE OF FRONT DOOR
2251 | OXFORD RD | 43221-4008 | Active | HE75499 | FEBCO | 765 | PVB | 1.000 | 3648755 | LEFT SIDE OF HOUSE
2257 | OXFORD RD | 43221-4008 | Active | CB915322 | WILKINS | 720 | PVB | 0.750 | 3502117 | RIGHT FRONT OF HOUSE
2267 | OXFORD RD | 43221-4008 | Active | H916016 | FEBCO | 765 | PVB | 1.000 | 3502119 | FRONT RIGHT OF HOUSE
2289 | OXFORD RD | 43221-4037 | Active | H391565 | FEBCO | 765 | PVB | 1.000 | 3502122 | RIGHT SIDE OF HOUSE
2290 | OXFORD RD | 43221-4048 | Active | T081622 | WILKINS | 720A | PVB | 0.750 | 91814 | FRONT OF HOUSE
2295 | OXFORD RD | 43221-4037 | Replaced | REPA083683 | WILKINS | 720A | PVB | 0.750 | 89187 | REPLACED- RIGHT HAND SIDE OF DRIVEWAY
2295 | OXFORD RD | 43221-4037 | Active | t298471 | WILKINS | 720A | PVB | 0.750 | 3610025 | RIGHT HAND SIDE OF DRIVEWAY
2300 | OXFORD RD | 43221-4048 | Active | EAJ6213 | WILKINS | 720 | PVB | 0.750 | 3502123 | RIGHT SIDE
2310 | OXFORD RD | 43221-4049 | Active | B42721 | FEBCO | 765 | PVB | 1.000 | 91691 | LEFT SIDE
2324 | OXFORD RD | 43221-4049 | Active | CAB06714 | WILKINS | 720A | PVB | 1.000 | 57973 | WEST
2340 | OXFORD RD | 43221-4049 | Active | ha74185 | WILKINS | 720A | PVB | 1.000 | 91601 | FRONT RIGHT SIDE
2351 | OXFORD RD | 43221-4036 | Active | EAK2813 | WILKINS | 720A | PVB | 1.000 | 58048 | SOUTH FRONT
2356 | OXFORD RD | 43221-4011 | Active | CH2176 | FEBCO | 765 | PVB | 0.750 | 94189 | WEST SIDE OF HOUSE IN BACK OF YARD
6820 | OXFORD S LOOP | 43054 | Active | EAF9602 | WILKINS | 720 | PVB | 0.750 | 3656368 | LEFT SIDE MIDDLE
6860 | OXFORD S LOOP | 43054 | Active | T231021 | WILKINS | 720A | PVB | 0.750 | 3613710 | RIGHT FRONT
6880 | OXFORD S LOOP | 43054 | Active | FAJ6111 | WILKINS | 720A | PVB | 0.750 | 3654974 | LEFT FRONT
6880 | OXFORD S LOOP | 43054 | Inactive | [5 empty] | 3655450
581 | OXFORD ST | 43085-3543 | Active | T396161 | WILKINS | 720 | PVB | 0.750 | 3502136 | RIGHT SIDE OF HOUSE BACK CORNER
609 | OXFORD ST | 43085-3543 | Active | G124430 | WILKINS | 720A | PVB | 0.750 | 95707 | RIGHT SIDE OF
614 | OXFORD ST | 43085-3546 | Active | 154401 | WATTS | LF009M3QT | RP | 0.750 | 3502141 | BACK UP SUMP PUMP, BASEMENT NEAR SUMP
614 | OXFORD ST | 43085-3546 | Active | VAA2840 | WILKINS | 720A | PVB | 0.750 | 3659478 | BACK PORCH
614 | OXFORD ST | 43085-3546 | Due Install |  |  |  | RP | 0.750 | 3659506 | BACK UP SUMP PUMP, BASEMENT NEAR SUMP
615 | OXFORD ST | 43085-3543 | Active | CB230081 | WILKINS | 720 | PVB | 0.750 | 3502142 | FRONT OF HOUSE
790 | OXFORD ST | 43085-3576 | Active | VAA0170 | WILKINS | 720A | PVB | 0.750 | 3502164 | RIGHT SIDE OF HOUSE
800 | OXFORD ST | 43085-3576 | Active | CB674868 | WILKINS | 720 | PVB | 0.750 | 3502165 | RIGHT CENTER BY A/C
810 | OXFORD ST | 43085-3576 | Active | T034288 | WILKINS | 720A | PVB | 0.750 | 101125 | LEFT SIDE OF HOUSE
822 | OXFORD ST | 43085-3576 | Active | CB288733 | WILKINS | 720A | PVB | 0.750 | 3502169 | FRONT OF HOUSE
849 | OXFORD ST | 43085-4117 | Active | T068537 | WILKINS | 720A | PVB | 0.750 | 102872 | BACK OF HOUSE IN COURTYARD
870 | OXFORD ST | 43085-4118 | Active | 707202 | WATTS | 800M4FR | PVB | 1.000 | 98810 | RIGHT CENTER BY A/C
875 | OXFORD ST | 43085-4145 | Active | cb170511 | WILKINS | 720A | PVB | 0.750 | 3502174 | FRONT
886 | OXFORD ST | 43085-4118 | Active | T419113 | WILKINS | 720A | PVB | 0.750 | 3502178 | LEFT SIDE OF HOUSE
770 | OXFORD ST UNIT A | 43085- | NULL | [5 empty] | 3502158
380 | OXFORD W LOOP | 43054 | Active | CB854911 | WILKINS | 720A | PVB | 0.750 | 3638823 | right side of house
3840 | OXFORD W LOOP | 43054 | Active | CB317327 | WILKINS | 720A | PVB | 0.750 | 3622598 | FRONT OF HOUSE
3860 | OXFORD W LOOP | 43054 | Active | T191363 | WILKINS | 720A | PVB | 0.750 | 3613197
1065 | OXFORDSHIRE DR | 43228- | Inactive | 35028 | WATTS | 800QT | PVB | 1.000 | 53754 | BEHIND ENTRY WALL
1372 | OXLEY RD | 43212-3121 | Active | 478062 | WATTS | 909QT | RP | 0.750 | 54831 | AT WATER METER
1372 | OXLEY RD | 43212-3121 | Not Required by DOW | 481117 | WATTS | 909QT | RP | 0.750 | 54832 | AT TANK WELDERS, N CENTER OF BUILDING
1065 | OXLEY RD UNIT A | 43212-3519 | Not Required by DOW | 17535 | WATTS | 909QT | RP | 1.000 | 99001 | MECHANICAL ROOM BASEMENT
1065 | OXLEY RD UNIT A | 43212-3519 | Not Required by DOW | 19613 | WATTS | 009QT | RP | 1.000 | 99002 | MECHANICAL ROOM BASEMENT
1065 | OXLEY RD UNIT A | 43212-3519 | Active | 4773226 | WILKINS | 975XL | RP | 1.500 | 3636388 | WEST MAINT OFFICE/MECH/STORAGE AT WATER METER
594 | OZEM GARDNER WAY | 43081-5098 | Active | BK8090 | FEBCO | 765 | PVB | 0.750 | 98360 | RIGHT HAND SIDE
709 | OZEM GARDNER WAY | 43081-6500 | Active | Cab50054 | WILKINS | 720A | PVB | 0.750 | 3502341 | RIGHT MIDDLE BEHIND PORCH
598 | PAINTED LEAF DR | 43054-8156 | Active | 181700 | WILKINS | 720A | PVB | 0.750 | 99828 | LEFT FRONT
1358 | PALAY DR | 43123-8172 | Active | T042063 | WILKINS | 720A | PVB | 0.750 | 100484 | LEFT SIDE
1398 | PALAY DR | 43123-8172 | Active | F137088 | WILKINS | 720A | PVB | 0.750 | 99061 | RIGHT SIDE OF HOUSE
1406 | PALAY DR | 43123-8135 | Active | G231112 | WILKINS | 720A | PVB | 0.750 | 98332 | LEFT SIDE
1429 | PALAY DR | 43123-8135 | Active | G216306 | WILKINS | 720A | PVB | 0.750 | 95544 | LEFT SIDE
2295 | PALMLEAF CT | 43235-4215 | Active | T337257 | WILKINS | 720A | PVB | 0.750 | 3502767 | FRONT OF HOUSE
7342 | PALMLEAF LN | 43235-4207 | Active | T372336 | WILKINS | 720A | PVB | 0.750 | 3502780 | GARAGE
7365 | PALMLEAF LN | 43235-4210 | Active | CA6731 | FEBCO | 765 | PVB | 1.000 | 71858 | SOUTH SIDE OF HOUSE
5350 | PAMPLIN CT | 43054 | Active | F071198 | WILKINS | 720A | PVB | 0.750 | 103704 | FRONT LEFT IN COVE
5365 | PAMPLIN CT | 43054-7124 | Active | T258090 | WILKINS | 720A | PVB | 0.750 | 96647 | LEFT FRONT CORNER OF HOUSE
5370 | PAMPLIN CT | 43054-7124 | Active | G256390 | WILKINS | 720A | PVB | 1.000 | 95619 | REAR OF HOUSE
5380 | PAMPLIN CT | 43054-7124 | Active | A133967 | WILKINS | 720A | PVB | 0.750 | 96184 | LEFT FRONT
5385 | PAMPLIN CT | 43054 | Active | CB026786 | WILKINS | 720A | PVB | 0.750 | 103107 | FRONT LEFT
5390 | PAMPLIN CT | 43054-7124 | Active | 21277 | WATTS | 919AQT | RP | 1.000 | 97168 | IN BASEMENT BY WATER METER
9215 | PAMPLIN WAY | 43054-7123 | Active | A070112 | WILKINS | 720A | PVB | 0.750 | 96648 | RIGHT SIDE OF HOUSE
9240 | PAMPLIN WAY | 43054 | Active | T293756 | WILKINS | 720A | PVB | 0.750 | 3611742
9250 | PAMPLIN WAY | 43054 | Not Required by DOW | 4951330 | WILKINS | 975XL2 | RP | 0.750 | 99203 | BASEMENT
9250 | PAMPLIN WAY | 43054 | Not Required by DOW | T205074 | WILKINS | 720A | PVB | 0.750 | 3617026 | LEFT SIDE OF HOUSE
9250 | PAMPLIN WAY | 43054 | Active | 1386910 | WILKINS | 975XL | RP | 0.750 | 3625065 | BASEMENT AT WATER METER
9260 | PAMPLIN WAY | 43054-7118 | Active | F005878 | WILKINS | 720A | PVB | 0.750 | 97578 | left front corner of house
1329 | PANNELLY PL | 43081-8511 | Replaced | REP228508 | WILKINS | 720A | PVB | 0.750 | 94224 | REPLACED- LEFT SIDE
1329 | PANNELLY PL | 43081-8511 | Active | 382612 | WILKINS | 420 | PVB | 0.750 | 3611663 | LEFT FRONT
4386 | PANTONBURY ST | 43054 | Active | A083392 | WILKINS | 720A | PVB | 0.750 | 88516 | RIGHT SIDE OF HOUSE
4387 | PANTONBURY ST | 43054-9052 | Active | A083523 | WILKINS | 720A | PVB | 0.750 | 89068 | LEFT SIDE OF HOUSE
4394 | PANTONBURY ST | 43054 | Active | A083615 | WILKINS | 720A | PVB | 0.750 | 97261 | LEFT SIDE OF BLDG
4395 | PANTONBURY ST | 43054-9052 | Active | CB473402 | WILKINS | 720A | PVB | 1.000 | 99993 | MIDDLE OF RIGHT SIDE
4403 | PANTONBURY ST | 43054-9052 | Active | ead4328 | WILKINS | 720A | PVB | 0.750 | 95693 | LEFT SIDE OF HOUSE
4426 | PANTONBURY ST | 43054-9051 | Active | A083506 | WILKINS | 720A | PVB | 0.750 | 88512 | Left side of house
3717 | PARAGON AV | 43228-9751 | Active | 117682 | WATTS | 009M2QT | RP | 1.500 | 61565 | MECH ROOM
3645 | PARAGON DR | 43228-9751 | Active | 191856 | WATTS | LF009M2QT | RP | 2.000 | 61360 | ABOVE WATER METER IN JANITOR'S ROOM
3656 | PARAGON DR | 43228-9750 | Active | 4295496 | WILKINS | 975XL | RP | 1.000 | 3502987
3656 | PARAGON DR | 43228-9750 | Due Install |  |  |  | DCDA | 6.000 | 3650927
3672 | PARAGON DR | 43228-9750 | Not Required by DOW | AC8814 | FEBCO | 765 | PVB | 1.500 | 61442 | SE CORNER 3700 PARAGON - OUTSIDE
3672 | PARAGON DR | 43228-9750 | Active | ACP3635 | WILKINS | 975XL2 | RP | 2.000 | 3641136 | SE CORNER 3700 PARAGON ROOM RIGHT OF FRONT DOOR S-1
3672 | PARAGON DR | 43228-9750 | Active | XH-1535 | AMES | 300-GV | DCDA | 8.000 | 3641137 | SE CORNER 3700 PARAGON - inside space S1
3672 | PARAGON DR | 43228-9750 | Active | 71302 | AMES | 2000BM3 | DC | 0.750 | 3655836 | SE CORNER 3700 PARAGON - inside space S1
3675 | PARAGON DR | 43228-9751 | Active | EAG0590 | WILKINS | 720A | PVB | 1.000 | 3502988 | Right Side of Building
3699 | PARAGON DR | 43228-9751 | Active | 1396269 | WILKINS | 975 XL | RP | 1.000 | 61487 | SW CORNER OF BUILDING
3699 | PARAGON DR | 43228-9751 | Active | 1190320202 | AMES | 3000SS | DCDA | 4.000 | 61488 | SW CORNER OF BUILDING
3699 | PARAGON DR | 43228-9751 | Active | 22902 | AMES | 2000SS | DC | 0.750 | 61489 | SW CORNER OF BUILDING
3735 | PARAGON DR | 43228-9751 | Active | W113956 | WILKINS | 975XL | RP | 1.000 | 88046 | OFFICE CLOSET CENTER OF NORTH/FRONT WALL
3795 | PARAGON DR | 43228-9751 | Active | 11221 | WATTS | 919AQT | RP | 1.500 | 93299 | NE CORNER
3885 | PARAGON DR | 43228-9484 | Active | 2821838 | WILKINS | 975XL | RP | 1.500 | 93298 | NE CORNER OF WAREHOUSE
3885 | PARAGON DR | 43228-9484 | Active | 09547 | WATTS | 007M1QT | DC | 0.750 | 94324 | NE SIDE OF WAREHOUSE
3885 | PARAGON DR | 43228-9484 | Active | 1591930807 | AMES | 3000SS | DCDA | 6.000 | 94325 | NE SIDE OF WAREHOUSE
110 | PARK BLVD | 43085-3619 | Active | 489774 | WATTS | 919QT | RP | 0.750 | 3502990 | SW BSMNT MECH/WATER MTR ABOVE BOILER OUTSIDE STEPS
424 | PARK CITY CT | 43230-1384 | Active | T081668 | WILKINS | 720A | PVB | 0.750 | 101765 | LEFT SIDE
2400 | PARK CRESCENT DR | 43232-4741 | Active | 3CL0412 | AMES | 3000SS | DCDA | 4.000 | 58195 | IN SW BAY AT FIRE PROTECTION SPRINKLER RISER
2400 | PARK CRESCENT DR | 43232-4741 | Active | 67649 | WATTS | 007QT | DC | 0.750 | 58196 | IN SW BAY AT FIRE PROTECTION SPRINKLER RISER
2400 | PARK CRESCENT DR | 43232-4741 | Active | 11539 | WATTS | 919AQT | RP | 2.000 | 96435 | LOWER LEVEL MECH ROOM
2500 | PARK CRESCENT DR | 43232-4742 | Active | 441827 | WATTS | 909PCM1QT | RP | 2.000 | 94846 | SW CORNER OF BUILDING
2510 | PARK CRESCENT DR | 43232-4742 | Not Required by DOW | 204231 | WILKINS | 975 | RP | 2.000 | 58517 | PARTS ROOM, Scarborough bus comp
2510 | PARK CRESCENT DR | 43232-4742 | Not Required by DOW | 481130 | WATTS | 909QT | RP | 0.750 | 58518 | WASH AREA SOUTH END OF THE NORTH WALL, Scarborough bus comp
2510 | PARK CRESCENT DR | 43232-4742 | Active | WG-0579 | AMES | 300 | DCDA | 6.000 | 3654636
2510 | PARK CRESCENT DR | 43232-4742 | Active | 70201 | AMES | 2000B | DC | 0.750 | 3654637
2510 | PARK CRESCENT DR | 43232-4742 | Active | 190580 | WATTS | LF009M2QT | RP | 2.000 | 3654638
2560 | PARK CRESCENT DR | 43232-4742 | Active | 01768 | WATTS | 009QT | RP | 1.500 | 58635 | NORTHWEST CORNER OF BLDG (AT WATER METER)
2450 | PARK CRESENT DR | 43232-4741 | Due Install |  |  |  | RP | 1.000 | 3503294
2450 | PARK CRESENT DR | 43232-4741 | Due Install |  |  |  | DCDA | 4.000 | 3652665
10 | PARK DR | 43209-1639 | Active | T023923 | WILKINS | 720A | PVB | 1.000 | 53516 | NORTHSIDE OF HOUSE
42 | PARK DR | 43209-1639 | Active | H214003 | FEBCO | 765 | PVB | 1.000 | 63221 | REAR OF GARAGE
60 | PARK DR | 43209-1639 | Removed | 3829810REM | WILKINS | 975XL | RP | 1.000 | 68509 | IN BASEMENT
60 | PARK DR | 43209-1639 | Active | CAB28851 | WILKINS | 720A | PVB | 1.000 | 3653369 | LEFT SIDE OF HOUSE
78 | PARK DR | 43209-1639 | NULL | 7174 | RAINBIRD | 100 | PVB | 0.750 | 3503106 | BASEMENT AT METER
78 | PARK DR | 43209-1639 | Active | B098614 | WILKINS | 375 | RP | 1.000 | 3633736 | BASEMENT AT METER
78 | PARK DR | 43209-1639 | Active | B225787 | WILKINS | 375 | RP | 1.000 | 3633737 | BASEMENT AT METER
10 | PARK DR | 43209- | Active | 012336 | FEBCO | 825Y | RP | 1.500 | 99864 | HOT BOX
105 | PARK DR | 43209- | Active | N1010190847X | FEBCO | 856 | DCDA | 6.000 | 99865 | HOT BOX
105 | PARK DR | 43209- | Active | 016833 | FEBCO | 805YB | DC | 0.750 | 99866 | HOT BOX
140 | PARK DR | 43209-1614 | Active | 4503230 | WILKINS | 975XL | RP | 1.500 | 101620 | BASEMENT OF DETACHED GARAGE BY METER
212 | PARK DR | 43209-1640 | Active | 3170 | FEBCO | 765 | PVB | 1.500 | 57346 | FRONT LEFT CORNER OF HOUSE
404 | PARK LN | 43220-4965 | Active | G200679 | WILKINS | 720A | PVB | 1.000 | 62753 | RIGHT SIDE OF HOUSE--OUTSIDE
6354 | PARK MEADOW LN | 43026-7439 | Active | CB443337 | WILKINS | 720 | PVB | 0.750 | 3597522 | LEFT SIDE OF HOUSE
6599 | PARK MILL DR | 43016-7095 | Active | G251736 | WILKINS | 720A | PVB | 0.750 | 99078 | REAR OF HOUSE
6604 | PARK MILL DR | 43016-7093 | Active | VAA0173 | WILKINS | 720 | PVB | 0.750 | 3593709 | RIGHT SIDE
6607 | PARK MILL DR | 43016-7092 | Active | H543921 | FEBCO | 765 | PVB | 0.750 | 97427 | LEFT FRONT
6614 | PARK MILL DR | 43016-7093 | Active | CB113810 | WILKINS | 720A | PVB | 0.750 | 3594248 | RIGHT FRONT
6615 | PARK MILL DR | 43016-7092 | Active | 996956 | WILKINS | 720A | PVB | 0.750 | 70385 | RIGHT CENTER
6622 | PARK MILL DR | 43016-7093 | Active | T042216 | WILKINS | 720A | PVB | 0.750 | 101130 | RIGHT SIDE OF HOUSE
6667 | PARK MILL DR | 43016-7092 | Active | CB083024 | WILKINS | 720A | PVB | 0.750 | 92697 | RIGHT SIDE
6675 | PARK MILL DR | 43016-7092 | Removed | HA99992REM | FEBCO | 765 | PVB | 0.750 | 92281 | FRONT OF HOUSE
6686 | PARK MILL DR | 43016-7093 | Active | T147062 | WILKINS | 720A | PVB | 0.750 | 95840 | LEFT SIDE OF HOUSE
6691 | PARK MILL DR | 43016-7092 | Active | H871912 | FEBCO | 765 | PVB | 0.750 | 95375 | LEFT SIDE OF HOUSE
6699 | PARK MILL DR | 43016 | Active | H492378 | FEBCO | 765 | PVB | 0.750 | 94826 | REAR OF HOUSE
6720 | PARK MILL DR | 43016-7032 | Active | H494467 | FEBCO | 765 | PVB | 0.750 | 95168 | RIGHT SIDE OF HOUSE
6723 | PARK MILL DR | 43016-7034 | Active | CB234795 | WILKINS | 720-A | PVB | 0.750 | 70554 | RIGHT FRONT
6728 | PARK MILL DR | 43016-7032 | Active | H502623 | FEBCO | 765 | PVB | 0.750 | 97078 | RIGHT SIDE OF HOUSE
6754 | PARK MILL DR | 43016-7032 | Active | CB828516 | Wilkins | 720A | PVB | 0.750 | 3595021 | RIGHT FRONT
6755 | PARK MILL DR | 43016-7034 | Active | h866045 | FEBCO | 765 | PVB | 0.750 | 70597 | WEST FRONT CORNER NEXT TO GAS METER
6778 | PARK MILL DR | 43016 | Active | EAK1702 | WILKINS | 720A | PVB | 0.750 | 3592049 | LEFT FRONT
6794 | PARK MILL DR | 43016-7032 | Active | 813557 | WILKINS | 720A | PVB | 0.750 | 70694 | RIGHT FRONT
6802 | PARK MILL DR | 43016-7024 | Active | 337139 | WILKINS | 720A | PVB | 0.750 | 70725 | RIGHT SIDE OF HOUSE
6810 | PARK MILL DR | 43016-7024 | Active | G215269 | WILKINS | 720A | PVB | 0.750 | 97476 | RIGHT FRONT
6819 | PARK MILL DR | 43016 | Active | CB084322 | WILKINS | 720A | PVB | 0.750 | 3591306 | LEFT SIDE
6827 | PARK MILL DR | 43016-7023 | Active | T258149 | WILKINS | 720A | PVB | 0.750 | 3591123 | RIGHT FRONT
6834 | PARK MILL DR | 43016-7024 | Active | 954728 | WILKINS | 720A | PVB | 0.750 | 70792 | LEFT SIDE OF HOUSE
6835 | PARK MILL DR | 43016-7023 | Active | G042451 | WILKINS | 720A | PVB | 0.750 | 91733 | LEFT SIDE
6843 | PARK MILL DR | 43016-7023 | Active | T458816 | WILKINS | 720A | PVB | 0.750 | 70814 | RIGHT FRONT OF HOUSE
6851 | PARK MILL DR | 43016-7023 | Active | 954749 | WILKINS | 720A | PVB | 0.750 | 70838 | LEFT SIDE OF HOUSE
6826 | PARK MILL LN | 43016-7024 | Active | 996983 | WILKINS | 720A | PVB | 0.750 | 70776 | RIGHT SIDE OF HOUSE
3599 | PARK MILL RUN DR | 43026-8134 | Active | 16993 | WILKINS | 375ASTR | RP | 3.000 | 61202 | NE CORNER OF BLDG MECH/RISER ROOM AT WATER METER
3599 | PARK MILL RUN DR | 43026-8134 | Due Install |  |  |  | DCDA | 6.000 | 3650288 | IN PIT E OF NE BLDG STANDPIPE
3600 | PARK MILL RUN DR | 43026-8123 | Not Required by DOW | 109588 | WATTS | 909M1QT | RP | 2.000 | 61241 | FIRE SPRINKLER ROOM
3600 | PARK MILL RUN DR | 43026-8123 | Not Required by DOW | 289064 | WILKINS | 975XL | RP | 1.000 | 61242 | GREENHOUSE SOUTH WALL
3600 | PARK MILL RUN DR | 43026-8123 | Active | 204518 | WILKINS | 975XL | RP | 2.000 | 61243 | WEST BK CENTER MECH/RISER ROOM AT WATER METER Outside Door THRU BULLPEN
3600 | PARK MILL RUN DR | 43026-8123 | Active | UH-0091 | AMES | COLT 300GV | DCDA | 8.000 | 3626604 | WEST BK CENTER RISER ROOM Outside Door THRU FENCED IN BULLPEN
3600 | PARK MILL RUN DR | 43026-8123 | Active | 56232 | AMES | 2000BM3 | DC | 0.750 | 3648777 | WEST BACK CENTER MECH/RISER ROOM
3665 | PARK MILL RUN DR | 43026-8155 | Active | 155272 | WATTS | 909 | RP | 3.000 | 61426 | IN MECH ROOM NE BY DELIVERY/DUMSTER AREA AT WATER RISER
3665 | PARK MILL RUN DR | 43026-8155 | Active | 0000863 | AMES | 4000B | RP | 2.000 | 61427 | IN KITCHEN STORAGE AT RISER 15" HIGH
3665 | PARK MILL RUN DR | 43026-8155 | Active | 9711201432 | FEBCO | 856 | DCDA | 6.000 | 61428 | IN METER PIT S OF NE ENTRANCE
3665 | PARK MILL RUN DR | 43026-8155 | Active | 5223 | FEBCO | 805 | DC | 0.750 | 61429 | IN PIT S OF NE ENTRANCE
3687 | PARK MILL RUN DR | 43026-8155 | Active | ABN8273 | WILKINS | 975XL2 | RP | 1.000 | 3503295 | SW MECH/RISER/HWT ROOM AT WATER METER BY DOCK/STORAGE/RESTROOMS
3687 | PARK MILL RUN DR | 43026-8155 | Active | VL-1330 | WATTS | 757 | DCDA | 4.000 | 3651046 | SW RISER/METER ROOM THRU 3687 SHOE STORE BY DOCK/RESTROOMS
3687 | PARK MILL RUN DR | 43026-8155 | Active | 230188 | WATTS | 007M3QT | DC | 0.750 | 3652236
3700 | PARK MILL RUN DR | 43026-8132 | Active | 104241 | WATTS | 007QT | DC | 0.750 | 61515 | MID S RISER/TRANING ROOM
3700 | PARK MILL RUN DR | 43026-8132 | Active | 3CM1047 | AMES | 3000SS | DCDA | 6.000 | 61516 | MID S RISER/TRAINING ROOM
3700 | PARK MILL RUN DR | 43026-8132 | Active | 415765 | WATTS | 909QT | RP | 1.000 | 61517 | MID S TRAINING/MECH/RISER ROOM AT WATER METER
3727 | PARK MILL RUN DR | 43026-8110 | Removed | 09831REM | WATTS | 008PCQT | SVB | 0.750 | 61600 | USE 6/3/15 CAG. REMOVED- KITCHEN ABOVE DISHWASHER
3727 | PARK MILL RUN DR | 43026-8110 | Active | 71413 | WATTS | 009QT | RP | 2.000 | 61601 | OUT SIDE DOOR R SIDE CENTER OF BLDG MECHANICAL ROOM, NEXT TO WATER METER
3747 | PARK MILL RUN DR | 43026-8110 | Active | 144090 | WILKINS | 975 | RP | 1.000 | 61645 | ELECTRICL/ STORAGE ROOM AT METER
3780 | PARK MILL RUN DR | 43026-8132 | Active | 64850 | AMES | 2000B | DC | 0.750 | 98839 | SW MECH/RISER AREA GO THRU FLOOR/DECOR WILL CALL DOORS
3780 | PARK MILL RUN DR | 43026-8132 | Active | 1721260610 | AMES | 3000SS | DCDA | 8.000 | 98840 | RISER ROOM - 3785 PARKMILL RUN DR- SW MECH/RISER AREA FLOOR/DECOR WILL CALL
3780 | PARK MILL RUN DR | 43026-8132 | Active | 34093C | WILKINS | 375AST | RP | 3.000 | 98972 | SW MECH/RISER AREA GO THRU FLOOR/DECOR WILL CALL DOORS AT WATER MTR
3781 | PARK MILL RUN DR | 43026-8110 | Active | 1178310202 | AMES | 3000SS | DCDA | 6.000 | 61769 | IN PIT
3781 | PARK MILL RUN DR | 43026-8110 | Active | 392634 | WATTS | 909M1QT | RP | 2.000 | 61770 | METER ROOM
3781 | PARK MILL RUN DR | 43026-8110 | Active | 52706 | WATTS | 007QT | DC | 0.750 | 61771 | IN PIT
3781 | PARK MILL RUN DR | 43026-8110 | Active | 1309140317 | AMES | 4000SS | RP | 2.500 | 3644610 | REAR ASIAN KITCHEN ANTI FREEZE SYSTEM THROUGH CAM MARKET
3831 | PARK MILL RUN DR | 43026-8110 | Active | 14290 | WATTS | 007M2QT | DC | 0.750 | 61897 | MECHANICAL ROOM BY WATER HEATERS
3831 | PARK MILL RUN DR | 43026-8110 | Not Required by DOW | 2920 | WATTS | 800QT | PVB | 1.500 | 61898 | SPRINKLER/WATER HEATER
3831 | PARK MILL RUN DR | 43026-8110 | Active | 3DJ1088 | AMES | 3000SS | DCDA | 3.000 | 61899 | MECHANICAL ROOM BY WATER HEATERS
3831 | PARK MILL RUN DR | 43026-8110 | Active | 117501 | WATTS | LF009M2Q2 | RP | 2.000 | 3635116 | SPRINKLER ROOM AFTER DOMESTIC WATER METER
3841 | PARK MILL RUN DR | 43026-8110 | Active | 38254 | WATTS | 007QT | DC | 0.750 | 61929 | 1ST FLOOR MECHANICAL ROOM
3841 | PARK MILL RUN DR | 43026-8110 | Active | 3BK1201 | AMES | 3000SS | DCDA | 4.000 | 61930 | 1ST FLOOR MECH ROOM SOUTH
3841 | PARK MILL RUN DR | 43026-8110 | Active | 71744 | WATTS | 009QT | RP | 2.000 | 61931 | MECHANICAL ROOM SW CORNER OF BUILDING
3841 | PARK MILL RUN DR | 43026-8110 | Not Required by DOW | 7258864 | WILKINS | 720A | PVB | 1.000 | 99578 | Riser Room/Outside
3841 | PARK MILL RUN DR | 43026-8110 | Active | 27561 | WATTS | 919QT | RP | 2.000 | 3613648 | 1ST FLOOR MECHANICAL ROOM - ANTIFREEZE LOOP
3861 | PARK MILL RUN DR | 43026-8110 | Active | ACM0007 | WILKINS | 975XL2 | RP | 2.000 | 61973 | NW MECH/RISER ROOM AT WATER METER -OUTSIDE DOOR
3861 | PARK MILL RUN DR | 43026-8110 | Active | 8767D | WILKINS | 375ASTDA | RPDA | 6.000 | 3633680 | NW MECH/RISER ROOM -OUTSIDE DOOR
3861 | PARK MILL RUN DR | 43026-8110 | Active | ABA24382 | WILKINS | 375XL2 | RP | 0.750 | 3655603 | NW MECH/RISER ROOM -OUTSIDE DOOR
3873 | PARK MILL RUN DR | 43026-8110 | Active | ACE5338 | WILKINS | 975XL2 | RP | 1.500 | 61997 | NW MECH/METER ROOM AT WATER METER
3873 | PARK MILL RUN DR | 43026-8110 | Removed | 312967REM | WILKINS | 950XL | DC | 1.500 | 61998 | **REMOVED** FURNANCE/WATER METER ROOM OUTSIDE ON N SIDE
3873 | PARK MILL RUN DR | 43026-8110 | Removed | CB215235REM | Wilkins | 720A | PVB | 1.000 | 61999 | **REMOVED DURING RENOVATION*** MECHANICAL ROOM
3880 | PARK MILL RUN DR | 43026-7993 | Active | 1345996 | WILKINS | 975XL | RP | 1.500 | 3503296 | MECHANICAL ROOM AT METER
3880 | PARK MILL RUN DR | 43026-7993 | Active | W111146 | WILKINS | 975XL | RP | 1.500 | 3658601 | MECHANICAL ROOM AT METER
3880 | PARK MILL RUN DR | 43026-7993 | Due Install |  |  |  | RP | 1.500 | 3658602 | MECHANICAL ROOM AT METER
3883 | PARK MILL RUN DR | 43026-8110 | Active | 1432590705 | AMES | 3000SS | DCDA | 4.000 | 62049 | EQUIPMENT NE CORNER
3883 | PARK MILL RUN DR | 43026-8110 | Active | 45036 | AMES | 2000B | DC | 0.750 | 62051 | EQUIPMENT NE CORNER
3883 | PARK MILL RUN DR | 43026-8110 | Not Required by DOW | 290852 | WATTS | 009M2QT | RP | 1.000 | 87397 | REAR STOCK AREA 1ST FLOOR
3883 | PARK MILL RUN DR | 43026-8110 | Active | 122961 | WATTS | 009M2PCQT | RP | 1.500 | 87398 | REAR STOCK AREA
517 | PARK OVERLOOK DR | 43085-3692 | Active | F136636 | WILKINS | 720A | PVB | 0.750 | 99593 | FRONT OF HOUSE
574 | PARK PL | 43026 | Active | CB113982 | WILKINS | 720A | PVB | 0.750 | 67773 | RIGHT AT GARAGE DOOR
5750 | PARK PL | 43026 | Active | t261280 | WILKINS | 720A | PVB | 0.750 | 95571 | LEFT SIDE
5804 | PARK PL | 43026 | Active | CB001971 | WILKINS | 720A | PVB | 0.750 | 95573 | RIGHT SIDE
162 | PARK RD | 43235- | Active | 118020 | AMES | 4000SS | RP | 3.000 | 91309 | METER HOUSE(LB COMBO 2165)
162 | PARK RD | 43235- | Active | 1527580806 | AMES | 3000SS | DCDA | 6.000 | 91331 | METER HOUSE
162 | PARK RD | 43235- | Active | 05956 | WATTS | 007M1QT | DC | 0.750 | 91332 | METER ROOM AT ENTERANCE
162 | PARK RD | 43235- | Not Required by DOW | 3892437 | WILKINS | 975XL2 | RP | 2.000 | 91333 | METER HOUSE
217 | PARK RD | 43235- | Active | 880027 | WILKINS | 975XLBMS | RP | 1.500 | 57503 | WEST WALL OF MECHANICAL ROOM
225 | PARK RD | 43235 | Active | 4418194 | WILKINS | 975XL2 | RP | 0.750 | 3624901 | IN BASEMENT ON SOUTH WALL
500 | PARK RD | 43085- | Active | 153793 | WATTS | 909HWQT | RP | 0.750 | 65624 | BOILER ROOM - Worthington Park E. S.
500 | PARK RD | 43085- | Due Install |  |  |  | RP | 6.000 | 3638247 | PIT AT ENTRANCE OF DRIVE
653 | PARK RD | 43085-1524 | Active | BM583 | CONBRACO | 40205A2S | RP | 1.000 | 70193 | NW OFFICE BY WATER MTR RP FOR LIMITED FIRE
653 | PARK RD | 43085-1524 | Active | 281557 | WILKINS | 975 | RP | 0.750 | 70194 | BAPTISMAL CLOSET NEXT TO PUMP--MECHANICAL ROOM
711 | PARK RD | 43085-5501 | Removed | 222023REM | WATTS | 009M2QT | RP | 1.000 | 71428 | REMOVED
711 | PARK RD | 43085-5501 | Active | 400822 | WILKINS | 975XLBMS | RP | 1.500 | 71429 | REAR OF BUILDING AT METER (Stock Room)
811 | PARK RD | 43085 | Active | CW821 | CONBRACO | 40207A2 | RP | 1.500 | 73331 | UTILITY ROOM BY METER
811 | PARK RD | 43085 | Active | 05627 | WATTS | 919QT | RP | 0.750 | 73332 | KITCHEN -- SIZE 1/2
845 | PARK RD | 43085-5502 | Active | 233386 | Watts | LF009M2QT | RP | 1.000 | 3650669 | AT METER
527 | PARK ST | 43215-2039 | Active | 22818 | WILKINS | 375AST | RP | 4.000 | 3503253 | MECH ROOM AT METER
527 | PARK ST | 43215-2039 | LPS - Active |  |  |  | LPC |  | 3648386 | DOMESTIC PUMP - MECH ROOM AFTER WATER METER
527 | PARK ST | 43215-2039 | Active | 1988130620 | AMES | 3000SS | DCDA | 6.000 | 3648387 | MECH ROOM FIRE METER
527 | PARK ST | 43215-2039 | Active | 30424 | WATTS | 007M1QT | DC | 0.750 | 3648388 | MECH ROOM FIRE METER 3/4" SIDE CAR
527 | PARK ST | 43215-2039 | LPS - Active |  |  |  | LST |  | 3648389 | FIRE PUMP - MECH ROOM
527 | PARK ST | 43215-2039 | Not Required by DOW | 289480 | WATTS | LF009 | RP | 0.500 | 3649715 | 8TH FLOOR BAR WEST SIDE OF BAR
527 | PARK ST | 43215-2039 | Not Required by DOW | 290457 | WATTS | LF009 | RP | 0.500 | 3649716 | 8TH FLOOR KEG/SODA BAG ROOM
527 | PARK ST | 43215-2039 | Not Required by DOW | 281466 | WATTS | LF009 | RP | 0.500 | 3649717 | 8TH FLOOR KITCHEN AREA
527 | PARK ST | 43215-2039 | Not Required by DOW | 290488 | WATTS | LF009 | RP | 0.500 | 3649718 | 8TH FLOOR KITCHEN AREA
527 | PARK ST | 43215-2039 | Not Required by DOW | 289468 | WATTS | LF009 | RP | 0.500 | 3649719 | 8TH FLOOR KITCHEN AREA
527 | PARK ST | 43215-2039 | Not Required by DOW | 289479 | WATTS | LF009 | RP | 0.500 | 3649720 | 8TH FLOOR KITCHEN AREA
527 | PARK ST | 43215-2039 | Not Required by DOW | 289464 | WATTS | LF009 | RP | 0.500 | 3649721 | 8TH FLOOR KITCHEN AREA
527 | PARK ST | 43215-2039 | Not Required by DOW | 289494 | WATTS | LF009 | RP | 0.500 | 3649722 | 8TH FLOOR KITCHEN AREA
527 | PARK ST | 43215-2039 | Not Required by DOW | 289486 | WATTS | LF009QT | RP | 0.750 | 3649807 | 8TH FLOOR UNDER DISHWASHER
527 | PARK ST | 43215-2039 | Not Required by DOW | 070718 | WATTS | LF800M4 | PVB | 0.750 | 3649808 | WASHING MACHINES 1ST FLOOR
527 | PARK ST | 43215-2039 | Not Required by DOW | 070754 | WATTS | LF800M4 | PVB | 0.750 | 3649809 | WASHING MACHINES 1ST FLOOR
527 | PARK ST | 43215-2039 | Not Required by DOW | 070757 | WATTS | LF800M4 | PVB | 0.750 | 3649810 | WASHING MACHINES 1ST FLOOR
527 | PARK ST | 43215-2039 | Not Required by DOW | 070697 | WATTS | LF800M4 | PVB | 0.750 | 3649811 | WASHING MACHINES 1ST FLOOR
527 | PARK ST | 43215-2039 | Not Required by DOW | 070760 | WATTS | LF800M4 | PVB | 0.750 | 3649812 | WASHING MACHINES 1ST FLOOR
527 | PARK ST | 43215-2039 | Not Required by DOW | 066604 | WATTS | LF800M4 | PVB | 0.750 | 3649813 | WASHING MACHINES 1ST FLOOR
319 | PARK ST | 43123- | Not Required by DOW | 4974395 | WILKINS | 975XL2 | RP | 1.000 | 88682 | BOILER RM
3191 | PARK ST | 43123- | Active | 5301315 | FEBCO | 850 | DC | 6.000 | 88704 | CUSTODIANS RM
3191 | PARK ST | 43123- | Active | 195929 | WATTS | 909 | RP | 4.000 | 88705 | BOILER RM
3191 | PARK ST | 43123- | Due Install |  |  |  | DCDA | 6.000 | 3639247 | BOILER RM
3330 | PARK ST | 43123-2654 | Active | W104605 | WILKINS | 975 | RP | 0.750 | 60487 | BASEMENT MECH ROOM BY HOT WATER TANK
3330 | PARK ST | 43123-2654 | Due Install |  |  |  | RP | 0.750 | 3654227 | AT WTR MTR
3360 | PARK ST | 43123-2632 | Not Required by DOW | 433219 | WATTS | 909M1QT | RP | 1.500 | 60521 | 3378 PARK ST, BASEMENT BOILER ROOM (MECH RM)
3360 | PARK ST | 43123-2632 | Not Required by DOW | 15575 | WILKINS | 950 | DC | 2.500 | 60522 | BASEMENT MECHANICAL ROOM
3360 | PARK ST | 43123-2632 | Not Required by DOW | 176335 | WATTS | 909M1QT | RP | 2.000 | 60523 | BASEMENT BOILER ROOM UP HIGH EASTWALL
3360 | PARK ST | 43123-2632 | Active | Q16137 | WILKINS | 375 | RP | 3.000 | 3633530
3464 | PARK ST | 43123-2530 | NULL | [5 empty] | 3503190
3739 | PARK ST | 43123 | Active | VK-0942 | AMES | 400 | RP | 3.000 | 3653190 | HOT BOX
3739 | PARK ST | 43123 | Active | 117434 | AMES | 774 | DCDA | 6.000 | 3653191 | METER PIT
3739 | PARK ST | 43123 | Active | 31906 | WATTS | 007M1QT | DC | 0.750 | 3653192 | METER PIT
4960 | PARKCENTER AVE | 43017-3580 | Due Install |  |  |  | RP | 1.500 | 3503541 | BY HOT WATER TANK
4960 | PARKCENTER AVE | 43017-3580 | Due Install |  |  |  | DCDA | 4.000 | 3652494 | RISER ROOM BY FRONT DOOR
4980 | PARKCENTER AVE | 43017 | Active | 28964 | AMES | 2000B | DC | 0.750 | 65535 | MECH ROOM
4980 | PARKCENTER AVE | 43017 | Active | 3E03131 | AMES | 3000SS | DCDA | 4.000 | 65536 | MECH ROOM
4980 | PARKCENTER AVE | 43017 | Active | 3658276 | WILKINS | 975XL | RP | 1.000 | 65537 | METER ROOM
5005 | PARKCENTER AVE | 43017-3582 | Active | 1259920403 | AMES | 3000 | DCDA | 4.000 | 65699 | W MECH ROOM
5005 | PARKCENTER AVE | 43017-3582 | Active | 230926 | WATTS | LF009M2QT | RP | 2.000 | 65700 | METER ROOM... OSD. RIGHT SIDE OF BLDG. DOOR CLOSEST TO REAR. KEY AT DESK
5005 | PARKCENTER AVE | 43017-3582 | Active | 30723 | AMES | 2000B | DC | 0.750 | 65701 | W MECH ROOM
5005 | PARKCENTER AVE | 43017-3582 | Active | 141531 | WATTS | 007M2QT | DC | 1.500 | 65702 | METER ROOM NEXT TO GENERATOR SCREEN WALL
5100 | PARKCENTER AVE | 43017-7562 | Not Required by DOW | 110452REM | WATTS | 009M2PCQT | RP | 1.000 | 66013 | IN METER ROOM OFFICE W OF S ENTRANCE
5100 | PARKCENTER AVE | 43017-7562 | Active | 4678842 | WILKINS | 975XL2 | RP | 1.500 | 3633441 | AT WATER METER MECH RM OFFECE W OF S ENTRANCE
5115 | PARKCENTER AVE | 43017-7522 | Not Required by DOW | 563386 | WILKINS | 975XL | RP | 1.500 | 66075 | MECHANICAL ROOM IN REAR OF BUILDING BY DOCK
5115 | PARKCENTER AVE | 43017-7522 | Active | 5967 | FEBCO | 805 | DC | 0.750 | 66076 | PIT -IN METER PIT WEST OF MAIN DRIVE
5115 | PARKCENTER AVE | 43017-7522 | Active | 9707311317 | FEBCO | 856 | DCDA | 6.000 | 66077 | PIT -IN METER PIT WEST OF MAIN DRIVE
5115 | PARKCENTER AVE | 43017-7522 | Active | 48818 | WILKINS | 375 | RP | 2.500 | 66078 | SOUTH WEST CORNER MECHANICAL ROOM
5300 | PARKCENTER AVE | 43017-7555 | Active | 159327 | WATTS | 909 | RP | 3.000 | 66626 | WEST SIDE MECH/RISER/HWT ROOM AT WATER RISER
5300 | PARKCENTER AVE | 43017-7555 | Active | 5230957 | FEBCO | 876 | DCDA | 6.000 | 66627 | PIT E OF ENTRANCE ON BRADENTON
5300 | PARKCENTER AVE | 43017-7555 | Active | A014270 | FEBCO | 805 | DC | 0.750 | 66628 | PIT E OF ENTRANCE ON BRADENTON
5300 | PARKCENTER AVE | 43017-7555 | Not Required by DOW | 13267 | WATTS | 800M4QT | PVB | 2.000 | 66629 | WEST MECH ROOM
5060 | PARKCENTER BLVD | 43017-7507 | Active | AG0874 | FEBCO | 765 | PVB | 1.000 | 65892 | EAST SIDE OF BUILDING BEHIND AC UNITS
5555 | PARKCENTER BLVD | 43017-3585 | Active | 45334 | WATTS | 009M2PCQT | RP | 0.750 | 67267 | MECHANICAL ROOM ON THE 1ST FLOOR
5555 | PARKCENTER BLVD | 43017-3585 | Active | 00771 | WATTS | 009 | RP | 3.000 | 67268 | LEFT SIDE OF SOUTH MECH/RISER ROOM ABOVE METER
5555 | PARKCENTER BLVD | 43017-3585 | Active | 9486 | FEBCO | 825Y | RP | 2.000 | 67269 | METER ROOM
5555 | PARKCENTER BLVD | 43017-3585 | Active | UP336 | CONBRACO | 40205TC2 | RP | 1.000 | 87671 | METER ROOM
5555 | PARKCENTER BLVD | 43017-3585 | Active | KB1585 | WATTS | 957 | RP | 3.000 | 98496 | RISER ROOM
5555 | PARKCENTER BLVD | 43017-3585 | Due Install |  |  |  | RP | 3.000 | 3639679 | S SIDE MECH/RISER ROOM Outside Door
5555 | PARKCENTER BLVD | 43017-3585 | Due Install |  |  |  | DCDA | 6.000 | 3639680 | IN PIT BTWN ENTRANCES
5555 | PARKCENTER BLVD | 43017-3585 | LPS - Active |  |  |  | LPC |  | 3639681 | DOMESTIC PUMP -
5515 | PARKCENTER CIR | 43017 | Not Required by DOW | 4232010 | WILKINS | 975XL | RP | 1.000 | 67144 | MAKE-UP WATER TO LOOP SYSTEM
5515 | PARKCENTER CIR | 43017 | Not Required by DOW | 281079 | WILKINS | 975 | RP | 0.750 | 67145 | MECHANICAL ROOM ABOVE BOILER
5515 | PARKCENTER CIR | 43017 | Not Required by DOW | 281098 | WILKINS | 975 | RP | 0.750 | 67146 | METER ROOM
5515 | PARKCENTER CIR | 43017 | Active | 283020 | WATTS | 909M1QT | RP | 2.000 | 67147 | MECH/RISER ROOM AT WATER METER OFF LOBBY
5515 | PARKCENTER CIR | 43017 | Active | 3AL1603 | AMES | 3000SS | DCDA | 4.000 | 67148 | MECH/RISER ROOM OFF LOBBY
5515 | PARKCENTER CIR | 43017 | Not Required by DOW | 3590845 | WILKINS | 975 | RP | 1.500 | 67149 | IRRIGATION ROOM
5515 | PARKCENTER CIR | 43017 | Active | 60424 | WATTS | 007QT | DC | 0.750 | 67150 | METER RISER ROOM OFF LOBBY
5525 | PARKCENTER CIR | 43017-3584 | Not Required by DOW | 242432 | WATTS | 009M2QT | RP | 2.000 | 67168 | NE SIDE OF BUILDING
5525 | PARKCENTER CIR | 43017-3584 | Active | 184012 | WATTS | 909 | RP | 4.000 | 67169 | N MECH/RISER ROOM (OUTSIDE DR) BOTTOM DEVICE
5525 | PARKCENTER CIR | 43017-3584 | Not Required by DOW | 353060 | WILKINS | 975 | RP | 0.750 | 67170 | MECH PENT HOUSE
5525 | PARKCENTER CIR | 43017-3584 | Not Required by DOW | BJ0312 | FEBCO | 825YA | RP | 2.000 | 67171 | RIGHT SIDE NORTH MECH/RISER ROOM
5525 | PARKCENTER CIR | 43017-3584 | Active | 221155 | WATTS | 909 | RP | 4.000 | 102561 | N MECH/PUMP ROOM (OUTSIDE DR) TOP DEVICE
5525 | PARKCENTER CIR | 43017-3584 | Active | XE0701 | AMES | 300-GV | DCDA | 6.000 | 3651082 | IN PIT BY ENTRANCE.... RIGHT OF DRIVE
5525 | PARKCENTER CIR | 43017-3584 | LPS - Active |  |  |  | LST |  | 3651085 | FIRE PUMP - RIGHT SIDE NORTH MECH ROOM
5525 | PARKCENTER CIR | 43017-3584 | Active | 73562 | AMES | 2000BM3 | DC | 0.750 | 3654970 | IN PIT BY ENTRANCE.... RIGHT OF DRIVE
6079 | PARKCENTER CIR | 43017-4700 | Active | W128200 | WILKINS | 975XL | RP | 1.500 | 68937 | METER ROOM WEST END OF BLDG CHIPOTLE BLDG.
6079 | PARKCENTER CIR | 43017-4700 | Active | ABB31671 | WILKINS | 975XL | RP | 1.000 | 68938 | INSIDE METER ROOM ON WEST END OF BUILDING
6100 | PARKCENTER CIR | 43017-3583 | Active | A28857 | WATTS | 009M2QT | RP | 1.500 | 69002 | 6086 PARKCTR BACK OUTSIDE DR NE -AT METER 6086 DOOR NE
6100 | PARKCENTER CIR | 43017-3583 | Active | 22706 | WATTS | 007M1QT | DC | 0.750 | 69003 | 6086 PARKCTR BACK OUTSIDE DR MECH/RISER RM 6086 DOOR NE
6100 | PARKCENTER CIR | 43017-3583 | Active | 1626110108 | AMES | 3000SS | DCDA | 6.000 | 90452 | 6086 PARKCTR BACK OSD MECH/MECH RM 6086 DOOR NE
6100 | PARKCENTER CIR | 43017-3583 | Not required by DOW | A28614 | WATTS | 009M2QT | RP | 1.500 | 103425 | 6086 PARKCENTER BACK OSD MECH/RISER RM 6086 DOOR NE
6100 | PARKCENTER CIR | 43017-3583 | Removed | 369734REM | WATTS | 009QT | RP | 0.500 | 103426 | REMOVED- 6104 PARKCENTER CIR KITCHN BEHIND SODA BOX RACK -NOODLES, STORE FRONT
6100 | PARKCENTER CIR | 43017-3583 | Not required by DOW | 438913 | WATTS | 909M1PCHWQT | RP | 1.500 | 103427 | 6104 PARKCENTER CIR,KITCHN @ HWT IN NOODLES, STOREFRONTS RETAIL BY DRURY INN
6100 | PARKCENTER CIR | 43017-3583 | Not required by DOW | 4131878 | WILKINS | 975XL2 | RP | 2.000 | 3620073 | 6108 PARKCENTER CIR, MECHANICAL ROOM
6105 | PARKCENTER CIR | 43017-4701 | Removed | 278140REM | WILKINS | 975 | RP | 1.000 | 69047 | **REMOVED** ABOVE WATER HEATER MECHANICAL ROOM *OLD MACARONI GRILL*
6105 | PARKCENTER CIR | 43017-4701 | Removed | 73318REM | WATTS | 009QT | RP | 2.000 | 69049 | **REMOVED** MECHANICAL ROOM REAR OF BUILDING
6105 | PARKCENTER CIR | 43017-4701 | Removed | 169882REM | WATTS | 009PCQT | RP | 1.500 | 3616785 | **REMOVED** MECHANICAL ROOM REAR OF BUILDING
6105 | PARKCENTER CIR | 43017-4701 | Active | 25807 | WATTS | LF919QT | RP | 1.500 | 3650312 | N MECH ROOM AREA BY BACK DOOR AT WATER METER 6115 ADDR ABOVE DOOR
6105 | PARKCENTER CIR | 43017-4701 | Active | N2107021141 | FEBCO | LF876V | DCDA | 6.000 | 3650313 | MID WEST RISER ROOM Outside Door
6105 | PARKCENTER CIR | 43017-4701 | Active | 04817 | WATTS | LF619 | DC | 0.750 | 3650315 | MID WEST RISER MECH ROOM Outside Door
6105 | PARKCENTER CIR | 43017-4701 | Not Required by DOW | 4884440 | WILKINS | 975XL2 | RP | 1.500 | 3650721 | N MECH ROOM AREA BY BACK DOOR
6124 | PARKCENTER CIR | 43017 | [6 empty] | 3657806
6135 | PARKCENTER CIR | 43017-4701 | Active | 081275 | WATTS | 009M2QT | RP | 1.500 | 69107 | NE MECH/HWT ROOM AT WATER METER OUTSIDE DOOR -PF CHANG BISTRO
6135 | PARKCENTER CIR | 43017-4701 | Replaced | REP91015 | WATTS | 009QT | RP | 1.500 | 69108 | REPLACED- EAST SIDE OF BUILDING - OUTSIDE
6135 | PARKCENTER CIR | 43017-4701 | Not Required by DOW | ACD9141 | WILKINS | 950XL2 | RP | 1.500 | 3609461 | EAST SIDE OF BUILDING - OUTSIDE
6135 | PARKCENTER CIR | 43017-4701 | LPS - Active |  |  |  | LPC |  | 3638748 | DOMESTIC PUMP - EAST SIDE OF BUILDING - OUTSIDE
6145 | PARKCENTER CIR | 43017-4701 | Not Required by DOW | 24918 | WATTS | 919QT | RP | 1.500 | 69135 | BOILER ROOM WEST WALL 3' ABOVE FLOOR
6145 | PARKCENTER CIR | 43017-4701 | Not Required by DOW | 59174 | WATTS | 009QT | RP | 0.500 | 69136 | 4TH FL SMALL GUEST LAUNDRY IN CORNER
6145 | PARKCENTER CIR | 43017-4701 | Not Required by DOW | W001645 | WILKINS | 975 | RP | 1.000 | 69137 | 1ST FL STAFF LAUNDRY BTWN & ABOVE WASHERS
6145 | PARKCENTER CIR | 43017-4701 | Removed | 374493REM | WATTS | 009QT | RP | 0.500 | 3608054 | REMOVED - LAUNDRY, 4TH FLOOR LAUNDRY ROOM
6145 | PARKCENTER CIR | 43017-4701 | Active | TC-2398 | WATTS | 957 | RP | 3.000 | 3635304 | MECH ROOM AT END OF HALL AT WATER METER
6145 | PARKCENTER CIR | 43017-4701 | Active | N1907291041 | FEBCO | 876V | DCDA | 6.000 | 3635305 | MECH/RISER ROOM AT END OF HALL
6145 | PARKCENTER CIR | 43017-4701 | Active | 03867 | WATTS | LF619 | DC | 0.750 | 3635306 | MECH/RISER ROOM END OF HALL
6145 | PARKCENTER CIR | 43017-4701 | LPS - Active |  |  |  | LST |  | 3639613 | FIRE BOOSTER PUMP - IN PUMP ROOM
6153 | PARKCENTER CIR | 43017-4701 | Active | 31596 | WATTS | 009M2QT | RP | 1.500 | 69165 | W AT BACK DOOR AT WATER METER (# GONE)
6153 | PARKCENTER CIR | 43017-4701 | Not Required by DOW | 4010GA2 | CONBRACO | 40-106-02 | DC | 1.250 | 69166 | WEST END OF BLDG AT WALL BEHIND METER
6153 | PARKCENTER CIR | 43017-4701 | Not Required by DOW | 6873 | WATTS | 800QT | PVB | 1.500 | 69167 | ON WEST END OF BLDG ABOVE WATER METER
6161 | PARKCENTER CIR | 43017-4701 | Active | 054161G | WILKINS | 375ASTR | RP | 4.000 | 69193 | BOILER/MECH RM AT WATER METER -HYATT PLACE
6161 | PARKCENTER CIR | 43017-4701 | Not Required by DOW | W687029 | WILKINS | 720A | PVB | 2.000 | 69194 | MECH ROOM BY METER 1ST FLOOR
6161 | PARKCENTER CIR | 43017-4701 | Due Install |  |  |  | DCDA |  | 3628029 | RISER ROOM N SIDE BLDG
6161 | PARKCENTER CIR | 43017-4701 | LPS - Active |  |  |  | LST |  | 3628031 | FIRE PUMP - FIRE LINE
6161 | PARKCENTER CIR | 43017-4701 | LPS - Active |  |  |  | LPC |  | 3628032 | DOMESTIC PUMP -
6170 | PARKCENTER CIR | 43017-3583 | Active | N03860 | WILKINS | 350 | DCDA | 6.000 | 69235 | METER/RISER RM SW BY POOL
6170 | PARKCENTER CIR | 43017-3583 | Active | L04481 | WILKINS | 375 | RP | 3.000 | 69236 | WATER/RISER RM SW BY POOL
6170 | PARKCENTER CIR | 43017-3583 | Not Required by DOW | 411650 | WILKINS | 420 | PVB | 1.000 | 69237 | RIGHT BACK CORNER OF BUILDING
6170 | PARKCENTER CIR | 43017-3583 | Not Required by DOW | 181965 | WATTS | 009QT | RP | 0.500 | 69238 | 1ST FLOOR KITCHEN
6170 | PARKCENTER CIR | 43017-3583 | Not Required by DOW | A32796 | WATTS | 009QT | RP | 0.500 | 69239 | 5TH FLOOR ICE MAKER
6170 | PARKCENTER CIR | 43017-3583 | Not Required by DOW | 184373 | WATTS | 009QT | RP | 0.500 | 69240 | 3RD FLOOR
6170 | PARKCENTER CIR | 43017-3583 | Not Required by DOW | 185626 | WATTS | 009QT | RP | 0.500 | 69241 | 1ST FLOOR
6170 | PARKCENTER CIR | 43017-3583 | Not Required by DOW | W330541 | WILKINS | 975XL | RP | 0.500 | 69242 | 4TH FLOOR ICE MAKER
6170 | PARKCENTER CIR | 43017-3583 | Not Required by DOW | 185637 | WATTS | 009QT | RP | 0.500 | 69243 | 2ND FLOOR ICE MAKER
6170 | PARKCENTER CIR | 43017-3583 | Not Required by DOW | 185663 | WATTS | 009QT | RP | 0.500 | 69244 | 6TH FLOOR
6170 | PARKCENTER CIR | 43017-3583 | Active | 1303558 | WILKINS | 950 | DC | 0.750 | 69245 | WATER/RISER RM SW BY POOL
6170 | PARKCENTER CIR | 43017-3583 | LPS - Active |  |  |  | LST |  | 3629783 | FIRE
6170 | PARKCENTER CIR | 43017-3583 | LPS - Active |  |  |  | LPC |  | 3629784 | DOMESTIC PUMP -
6170 | PARKCENTER CIR | 43017-3583 | LPS - Active |  |  |  | LPC |  | 3630130 | DOM
5559 | PARKER HILL LN | 43017 | Active | T041393 | WILKINS | 720A | PVB | 0.750 | 100124 | LEFT FRONT
3986 | PARKMEAD DR | 43123 | Active | SI-1058 | WATTS | 957 | RP | 4.000 | 3640808 | Meter Room at Clubhouse
3986 | PARKMEAD DR | 43123 | Active | V-52755 | WILKINS | 350ADA | DCDA | 8.000 | 3640815 | Meter Room at Clubhouse
3986 | PARKMEAD DR | 43123 | Active | HC-21458 | WILKINS | 950XLD | DC | 0.750 | 3640816 | Meter Room at Clubhouse
4000 | PARKMEAD DR | 43123-4908 | Active | 154507 | WATTS | 009QT | RP | 0.750 | 62635 | SE CORNER CRAWL SPACE WITH WATER METER
4015 | PARKMEAD DR | 43123-3944 | Active | AMA12471 | WILKINS | 975XL3 | RP | 2.000 | 62684 | WATER ROOM NE SIDE OF DRUG MART - 2290 STRINGTOWN RD
4048 | PARKMEAD DR | 43123-3901 | Not Required by DOW | 278871 | WATTS | 009M2QT | RP | 1.000 | 62756 | POWER SHACK MECH/MOP SINK ROOM BY RESTROOMS -LIMITED FIRE
4048 | PARKMEAD DR | 43123-3901 | Active | ACN0128 | WILKINS | 975XL2 | RP | 1.500 | 3632731 | MECH/MOP SINK ROOM BY RESTROOMS AT WATER METER
4090 | PARKMEAD DR | 43123-3901 | Active | 119730 | WATTS | 909M1QT | RP | 1.500 | 62861 | BOILER ROOM ON WEST SIDE OF ROOM--NEXT TO WATER METER
4187 | PARKMEAD DR | 43123-2995 | Due Install |  |  |  | RP | 6.000 | 3639001
6044 | PARKMEADOW LN | 43026 | Not Required by DOW | W115813 | WILKINS | 975 | RP | 0.750 | 68777 | MECH ROOM NORTH WALL
6044 | PARKMEADOW LN | 43026 | Not Required by DOW | W876951 | WILKINS | 720A | PVB | 1.000 | 68778 | MECH ROOM
6044 | PARKMEADOW LN | 43026 | Active | W143200 | WILKINS | 975 | RP | 1.000 | 68779 | MECH ROOM ABOVE METER
6074 | PARKMEADOW LN | 43026-7406 | Active | 1189250202 | AMES | 3000SS | DCDA | 4.000 | 68921 | MECH ROOM - WEST SIDE OSD
6074 | PARKMEADOW LN | 43026-7406 | Active | 24227 | AMES | 2000B | DC | 0.750 | 68922 | MECH ROOM - WEST SIDE OSD
6074 | PARKMEADOW LN | 43026-7406 | Active | WO25984 | WILKINS | 975XL | RP | 0.750 | 68923 | MECH ROOM WEST SIDE OF BUILDING OSD
6110 | PARKMEADOW LN | 43026-7407 | Replaced | REP997035 | WILKINS | 720A | PVB | 0.750 | 69034 | REPLACED- LEFT SIDE
6110 | PARKMEADOW LN | 43026-7407 | Active | T176289 | WILKINS | 720A | PVB | 0.750 | 3609742 | LEFT SIDE
6122 | PARKMEADOW LN | 43026-7407 | Active | EAG4350 | WILKINS | 720A | PVB | 0.750 | 3592820
6123 | PARKMEADOW LN | 43026-7408 | Active | T146557 | WATTS | 800QT | PVB | 0.750 | 94229 | LEFT SIDE OF HOUSE
6146 | PARKMEADOW LN | 43026-7407 | Active | EAF5715 | WILKINS | 720A | PVB | 0.750 | 69140 | RIGHT SIDE OF HOUSE
6158 | PARKMEADOW LN | 43026 | Active | A151081 | WILKINS | 720A | PVB | 0.750 | 87375 | RIGHT SIDE OF HOME
6172 | PARKMEADOW LN | 43026 | Active | CAA69403 | WILKINS | 720A | PVB | 0.750 | 3585709 | RIGHT SIDE OF HOUSE
6182 | PARKMEADOW LN | 43026-7407 | Active | CAA36888 | WILKINS | 720A | PVB | 0.750 | 3586506 | FRONT RIGHT
6264 | PARKMEADOW LN | 43026-7023 | Active | T295549 | WILKINS | 720A | PVB | 0.750 | 3590943 | OUTSIDE
6274 | PARKMEADOW LN | 43026-7023 | Active | 953347 | WILKINS | 720A | PVB | 0.750 | 69538 | RIGHT SIDE
6283 | PARKMEADOW LN | 43026-7024 | Active | 792850 | WILKINS | 720A | PVB | 0.750 | 69557 | SIDE OF HOUSE
6368 | PARKMEADOW LN | 43026-7439 | Active | T084825 | WILKINS | 720A | PVB | 0.750 | 101794 | LEFT SIDE
2940 | PARKSIDE DR | 43204-2576 | Not Required by DOW | 401058 | WATTS | 909QT | RP | 0.750 | 59599 | BOILER ROOM (BASEMENT)
2940 | PARKSIDE DR | 43204-2576 | Not Required by DOW | 408323 | WATTS | 909QT | RP | 1.000 | 65309 | 473 S ROYS AVE, BOILER ROOM (basement)
2940 | PARKSIDE DR | 43204-2576 | Not Required by DOW | 41000 | WATTS | 009QT | RP | 1.500 | 65310 | 2940 PARKSIDE RD, BASEMENT CAFETERIA
2940 | PARKSIDE DR | 43204-2576 | Not Required by DOW | 78848 | WATTS | 909QT | RP | 0.750 | 65311 | BOILER ROOM (basement)
2940 | PARKSIDE DR | 43204-2576 | Active | 4625355 | WILKINS | 975XL2 | RP | 2.000 | 3635216 | AT WATER METER
7533 | PARKSIDE DR | 43054 | Active | EAK1700 | WILKINS | 720 | PVB | 0.750 | 3656823 | LEFT SIDE
7539 | PARKSIDE DR | 43054 | Active | EAK1868 | WILKINS | 720 | PVB | 0.750 | 3657178 | RIGHT SIDE
7556 | PARKSIDE DR | 43054 | Active | EAK1965 | WILKINS | 720 | PVB | 0.750 | 3656747 | RIGHT SIDE
7557 | PARKSIDE DR | 43054 | Active | T477162 | WILKINS | 720 | PVB | 0.750 | 3657828 | RIGHT SIDE
7559 | PARKSIDE DR | 43054 | Active | EAE9926 | WILKINS | 720 | PVB | 0.750 | 3656741
7562 | PARKSIDE DR | 43054 | Active | T480642 | WILKINS | 720A | PVB | 0.750 | 3658021 | LEFTSIDE OF HOUSE
7568 | PARKSIDE DR | 43054 | Active | T480902 | WILKINS | 720A | PVB | 0.750 | 3657362 | RIGHT SIDE
7574 | PARKSIDE DR | 43054 | Active | EAK1977 | WILKINS | 720 | PVB | 0.750 | 3656742 | LEFT SIDE OF HOUSE
7580 | PARKSIDE DR | 43054 | Active | EAK1793 | WILKINS | 720A | PVB | 0.750 | 3657085 | LEFT SIDE OF HOUSE
7598 | PARKSIDE DR | 43054 | Active | T477168 | WILKINS | 720 | PVB | 0.750 | 3657633 | RIGHT SIDE
7610 | PARKSIDE DR | 43054 | Active | T414618 | WILKINS | 720A | PVB | 0.750 | 3650344 | RIGHT SIDE OF HOUSE
7616 | PARKSIDE DR | 43054 | Active | T441320 | WILKINS | 720 | PVB | 0.750 | 3651457
7622 | PARKSIDE DR | 43054 | Active | T415359 | WILKINS | 720 | PVB | 0.750 | 3651238 | RIGHT SIDE
7628 | PARKSIDE DR | 43054 | Active | T41556 | WILKINS | 720 | PVB | 0.750 | 3650787 | LEFT SIDE
7634 | PARKSIDE DR | 43054 | Active | T415399 | WILKINS | 720 | PVB | 0.750 | 3650915 | RIGHT SIDE
7640 | PARKSIDE DR | 43054 | Active | T441016 | WILKINS | 720 | PVB | 0.750 | 3651761 | RIGHT SIDE OF HOUSE
7646 | PARKSIDE DR | 43054 | Active | T414700 | WILKINS | 720 | PVB | 0.750 | 3650914 | LEFT FRONT
7652 | PARKSIDE DR | 43054 | Active | T418363 | WILKINS | 720A | PVB | 0.750 | 3650488 | EAST SIDE OF HOUSE
2909 | PARKSIDE RD | 43204- | Active | 49222 | WATTS | 919QT | RP | 0.750 | 59570 | BASEMENT BOILER ROOM
3239 | PARKSIDE RD | 43204-1932 | Active | 011724 | FEBCO | 765 | PVB | 0.750 | 94230 | WEST SIDE OF HOUSE
1001 | PARKVIEW BLVD | 43219-2270 | Active | 174511 | WATTS | 909 | RP | 4.000 | 53589 | UNDER NORTH STAIRWAY
1001 | PARKVIEW BLVD | 43219-2270 | Not Required by DOW | 030558 | WATTS | LF909QT | RP | 1.000 | 53590 | IN MECH ROOM
1001 | PARKVIEW BLVD | 43219-2270 | Not Required by DOW | A72571 | WATTS | 009M3QT | RP | 0.750 | 99518 | BASEMENT BOILER ROOM
1001 | PARKVIEW BLVD | 43219-2270 | Active | XB0449 | AMES | COLT 300BF | DCDA | 8.000 | 3650395 | PIT
1001 | PARKVIEW BLVD | 43219-2270 | Active | 72619 | AMES | 2000B | DC | 0.750 | 3654574 | PIT
1001 | PARKVIEW BLVD | 43219-2270 | LPS - Active |  |  |  | LST |  | 3657003 | FIRE BOOSTER PUMP - BASEMENT
5701 | PARKVILLE CT | 43229-3987 | Active | 24698 | WATTS | 919AQT | RP | 0.750 | 98190 | MECH ROOM
4109 | PARKWAY CENTRE DR | 43123-8095 | Active | L27849 | WILKINS | 375 | RP | 3.000 | 90578 | MECH ROOM
4109 | PARKWAY CENTRE DR | 43123-8095 | Not Required by DOW | J001461 | FEBCO | 825Y | RP | 1.000 | 90580 | MECH ROOM
4109 | PARKWAY CENTRE DR | 43123-8095 | Not Required by DOW | W245282 | WILKINS | 975XLBMS | RP | 1.500 | 90581 | 7TH FLOOR PUMP ROOM
4109 | PARKWAY CENTRE DR | 43123-8095 | Active | 43180 | AMES | 2000B | DC | 0.750 | 92835 | IN PIT IN FRONT OF LOT
4109 | PARKWAY CENTRE DR | 43123-8095 | Active | 140457 | AMES | 3000DCDA | DCDA | 8.000 | 92836 | IN PIT IN FRONT OF LOT SOUTH OF SERVICE RD. S OF LOGANS
4109 | PARKWAY CENTRE DR | 43123-8095 | Not Required by DOW | 299498 | WATTS | LF009M3QT | RP | 0.750 | 96412 | MECH ROOM
4109 | PARKWAY CENTRE DR | 43123-8095 | LPS - Active |  |  |  | LST |  | 3635574 | FIRE PUMP
4109 | PARKWAY CENTRE DR | 43123-8095 | LPS - Active |  |  |  | LPC |  | 3635575 | DOMESTIC PUMP -
4155 | PARKWAY CENTRE DR | 43123 | Active | 31392 | WATTS | 719QT | DC | 0.750 | 103569 | SE MECHANICAL ROOM
4155 | PARKWAY CENTRE DR | 43123 | Active | 3765501 | WILKINS | 975XL | RP | 1.500 | 103570 | SE MECHANICAL ROOM
4155 | PARKWAY CENTRE DR | 43123 | Not Required by DOW | ABA71287 | WILKINS | 975XL2 | RP | 0.750 | 103571 | KITCHEN BY ICE MACHINE
4155 | PARKWAY CENTRE DR | 43123 | Active | N1304250734 | FEBCO | 876VS | DCDA | 6.00 | 103572 | SE MECHANICAL ROOM
4155 | PARKWAY CENTRE DR | 43123 | Not Required by DOW | J803567 | WILKINS | 975XL | RP | 1.000 | 103573 | SE MECHANICAL ROOM
4183 | PARKWAY CENTRE DR | 43123-8095 | Active | 278998 | WATTS | 009M2PCQT | RP | 1.000 | 88839 | EAST WALL OF MECH ROOM
4183 | PARKWAY CENTRE DR | 43123-8095 | Not Required by DOW | 279000 | WATTS | 009M2PCQT | RP | 1.000 | 88853 | EAST WALL OF MECH ROOM
4251 | PARKWAY CENTRE DR | 43123- | Active | 131468 | AMES | 4000SS | RP | 4.000 | 90711 | HOT BOX-REAR ENTRANCE NEXT TO PIT - 4313 SUNNINGHILL DR
4251 | PARKWAY CENTRE DR | 43123- | Active | 06707 | WATTS | LF007M3QT | DC | 0.750 | 90712 | METER PIT - 4313 SUNNINGHILL DR
4251 | PARKWAY CENTRE DR | 43123- | Active | XF-0619 | WATTS | 757 | DCDA | 6.000 | 90713 | METER PIT - 4313 SUNNINGHILL DR
4251 | PARKWAY CENTRE DR | 43123- | Replaced | REP267932 | WATTS | 800M4FR | PVB | 0.750 | 91370 | REPLACED- OUTSIDE PUMP ROOM AT POOL - 4313 SUNNINGHILL DR
4251 | PARKWAY CENTRE DR | 43123- | Not Required by DOW | 2862124 | WILKINS | 975XLBMS | RP | 0.750 | 98298 | IN POOL PUMP ROOM
4251 | PARKWAY CENTRE DR | 43123- | Not Required by DOW | T076747 | WILKINS | 720A | PVB | 0.750 | 3610208 | 1680 NATURE, SOUTH SIDE/POOL HOUSE
4200 | PARKWAY CT | 43026-1200 | Active | ABA65796 | WILKINS | 975XLD | RP | 0.750 | 3504334 | IN HOT BOX ALONG THE ENTRANCE DRIVE-HIGH TRUCK TRAFFIC
4200 | PARKWAY CT | 43026-1200 | Active | 10627D | WILKINS | 975XL | RPDA | 10.000 | 3656232 | IN HOT BOX ALONG THE ENTRANCE DRIVE-HIGH TRUCK TRAFFIC
4200 | PARKWAY CT | 43026-1200 | Active |  |  |  | RP | 1.000 | 3658640
4200 | PARKWAY CT | 43026-1200 | LPS - Active |  |  |  | LST |  | 3658641 | FIRE PUMP - FIRE PUMP ROOM
991 | PARKWAY DR | 43212-3642 | Active | CB828495 | WILKINS | 720A | PVB | 0.750 | 3504340
345 | PARKWAY LN | 43026-1270 | Active | 06968 | WATTS | 919QT | RP | 1.000 | 87626 | MECH/FURN ROOM OFF STORAGE OFFICE AT WATER METER
3450 | PARKWAY LN | 43026-1270 | Active | 192952 | AMES | 3000SS | DCDA | 6.000 | 3624751 | IN PIT ACROSS FROM OFFICE BY HANDICAP PARKING
3450 | PARKWAY LN | 43026-1270 | Active | 27347 | WATTS | 007M1QT | DC | 0.750 | 3629461 | IN PIT BY HADICAP PARKING SPACE
3530 | PARKWAY LN | 43026-1215 | Active | 881427 | WILKINS | 975XL | RP | 1.000 | 60965 | SW CORNER OF BUILDING @ 3536 IN MECH ROOM
3535 | PARKWAY LN | 43026-1214 | Not Required by DOW | 04664 | AMES | 4000B | RP | 1.000 | 61016 | IN CLEAN ROOM AT SOUTHEAST OF BUILDING ON EAST WALL
3535 | PARKWAY LN | 43026-1214 | Active | 71073 | WATTS | 009M1QT | RP | 2.000 | 61017 | MID E MECH ROOM OFF SERVICE BAYS AT WATER METER
3535 | PARKWAY LN | 43026-1214 | Not Required by DOW | 377827 | WILKINS | 420XL | PVB | 0.750 | 61018 | OUTSIDE EAST METER WALL
3535 | PARKWAY LN | 43026-1214 | Removed | 120082REM | AMES | 4000SS | RP | 3.000 | 96380 | EAST SERVICE BAY REMOVED
3535 | PARKWAY LN | 43026-1214 | Active | 11007000621 | AMES | 3000SS | DCDA | 4.000 | 3649087 | MID E MECH/RISER ROOM OFF SERICE BAYS
3535 | PARKWAY LN | 43026-1214 | Active | 58873 | AMES | 2000B | DC | 0.750 | 3651324 | MID E MECH/RISER ROOM OFF SERICE BAYS
3540 | PARKWAY LN | 43026-1215 | Active | 03971 | AMES | 4000B | RP | 1.500 | 87627 | SW CORNER OF SHOP BY DOOR
3550 | PARKWAY LN | 43026-1215 | Active | 1581233 | WILKINS | 975XL | RP | 1.000 | 61053 | NW WAREHSE OF FRONT/QUOTE BLDG AT WATER METER by Restroom
3649 | PARKWAY LN | 43026-1214 | Active | 1331780304 | AMES | 3000SS | DCDA | 8.000 | 61364 | FRONT RIGHT IN SMALL WHITE MECH/RISER BLDG
3649 | PARKWAY LN | 43026-1214 | Active | 37561 | AMES | 2000B | DC | 0.750 | 61365 | FRONT RIGHT IN SMALL WHITE MECH/RISER BLDG
3649 | PARKWAY LN | 43026-1214 | Active | 129346 | WATTS | LF009M2QT | RP | 1.500 | 3648994 | SPRINKLER RISER ROOM
3650 | PARKWAY LN | 43026-1281 | Active | 3998680 | WILKINS | 975XL2 | RP | 2.000 | 61376 | REST RM, NEW WAREHOUSE
3660 | PARKWAY LN | 43026-1236 | Active | 115787 | WILKINS | 975 | RP | 2.000 | 61398 | Suite A - SW Arear Warehouse by Meter
3660 | PARKWAY LN | 43026-1236 | Active | WE-1087 | AMES | 300GV | DCDA | 8.000 | 3649932 | IN PIT AT SW ENTRANCE W/STANPIPE
3660 | PARKWAY LN | 43026-1236 | Active | 69587 | AMES | 2000BM3 | DC | 0.750 | 3653368 | IN PIT AT SW ENTRANCE W/STANPIPE
3700 | PARKWAY LN | 43026-1238 | Active | 115766 | WILKINS | 975 | RP | 2.000 | 61518 | Suite J - Pump/Water Rm - West Side Middle of Building
3700 | PARKWAY LN | 43026-1238 | Active | 1620590209 | AMES | 2000SS | DC | 8.000 | 97119 | Suite J - Pump/Water Rm - West Side Middle of Building
3700 | PARKWAY LN | 43026-1238 | LPS - Active |  |  |  | LST |  | 3629978 | FIRE PUMP - PUMP HOUSE
3707 | PARKWAY LN | 43026-1216 | Due Install |  |  |  | RP | 1.500 | 3504390 | NORTH WALL OF WAREHOUSE NE CORNER BY EXTERIOR MAN DOOR
3707 | PARKWAY LN | 43026-1216 | Active | 11064680924 | AMES | 3000SS | DCDA | 6.000 | 3658577 | NORTH WALL OF WAREHOUSE
3707 | PARKWAY LN | 43026-1216 | Active | 34445 | WATTS | 007M1-QT | DC | 0.750 | 3658578 | NORTH WALL OF WAREHOUSE
3737 | PARKWAY LN | 43026 | Active | 4380281 | WILKINS | 975XL | RP | 0.750 | 3624485 | WAREHOUSE SOUTH WALL
3799 | PARKWAY LN | 43026 | Active | 21000 | WATTS | 009M3QT | RP | 0.750 | 61794 | EAST WALL OF WAREHOUSE BY HOT WATER TANK
3820 | PARKWAY LN | 43026-1217 | Active | 08247 | AMES | 4000B | RP | 1.500 | 3504391 | SMALL CLOSET... SERVICE BAY. W SIDE OF BLDG
3820 | PARKWAY LN | 43026-1217 | Active | XE-1327 | WATTS | LF757 | DCDA | 6.000 | 3628272 | SERVICE BAY WEST SIDE BLDG
3820 | PARKWAY LN | 43026-1217 | Active | 08150 | WATTS | LF007M3 | DC | 0.750 | 3655022 | SERVICE BAY W SIDE BLDG
3949 | PARKWAY LN | 43026 | Active | ACH9548 | WILKINS | 975XL2 | RP | 1.500 | 3653486
3959 | PARKWAY LN | 43026-1250 | Active | 299734 | WATTS | LF009M2-QT | RP | 1.000 | 3504394 | NEXT TO METER S WALL WAREHOUSE
4000 | PARKWAY LN | 43026-1231 | Active | J064612 | FEBCO | 825Y | RP | 1.000 | 3504397 | MID S MECH/FURN ROOM BY ABOVE METER.
4019 | PARKWAY LN | 43026 | Active | 008747 | WATTS | LF909QT | RP | 1.000 | 3605849 | MID EAST SIDE GARAGE IN FENCE AREA AT WATER METER
3801 | PARKWEST DR | 43228-1457 | Active | 51784 | AMES | 2000BM3 | DC | 0.750 | 61822 | METER PIT
3801 | PARKWEST DR | 43228-1457 | Active | HW164 | CONBRACO | 40208AZ2 | RP | 2.00 | 61823 | NE CORNER OF BLDG (SERAIL #HW164)
3801 | PARKWEST DR | 43228-1457 | Not Required by DOW | HW493 | CONBRACO | 40208A2 | RP | 1.000 | 61824 | NE CORNER OF BLDG (SERIAL #HW493)
3801 | PARKWEST DR | 43228-1457 | Active | SE-0287 | AMES | COLT 300GV | DCDA | 6.00 | 61825 | METER PIT
3801 | PARKWEST DR | 43228-1457 | Not Required by DOW | 3607726 | WILKINS | 975 | RP | 1.000 | 3622787 | FRONT WALL OF WAREHOUSE BY WATER HEATER & EYE WASH
3950 | PARKWEST DR | 43228 | Active | 3899C | WILKINS | 375AST | RP | 4.000 | 3613813 | SOUTH MECHANICAL ROOM
3950 | PARKWEST DR | 43228 | Active | 4303B | WILKINS | 350ASTDA | DCDA | 8.000 | 3614995 | SOUTH MECHANICAL ROOM
3950 | PARKWEST DR | 43228 | Active | 4146839 | WILKINS | 950XL | DC | 0.750 | 3614996 | SOUTH MECHANICAL ROOM
4141 | PARKWEST DR UNIT A | 43228-1400 | Active | 113244 | WATTS | 909 | RP | 2.50 | 63046 | UTILITY ROOM # 109 NE SIDE
4141 | PARKWEST DR UNIT A | 43228-1400 | Not Required by DOW | 126958603 | AMES | 3000SS | DCDA | 4.000 | 63047 | RISER ROOM-ELECT ROOM MIDDLE OF BUILDING
4141 | PARKWEST DR UNIT A | 43228-1400 | Not Required by DOW | 01461 | AMES | 2000B | DC | 0.750 | 63048 | SPRINKLER garage
4141 | PARKWEST DR UNIT A | 43228-1400 | Active | 207653 | WATTS | 009QT | RP | 2.000 | 63049 | MECH ROOM OF 4140 BLDG
4141 | PARKWEST DR UNIT A | 43228-1400 | Active | 30818 | AMES | 3000SS | DCDA | 6.000 | 63050 | PIT
4141 | PARKWEST DR UNIT A | 43228-1400 | Not Required by DOW | 31578 | AMES | 2000SS | DC | 0.750 | 63051 | RISER ROOM/ELECTRIC ROOM OF BUILDING
4141 | PARKWEST DR UNIT A | 43228-1400 | Not Required by DOW | 3JN2123 | AMES | 3000SS | DCDA | 4.000 | 63052 | SPRINKLER RISER GARAGE
4141 | PARKWEST DR UNIT A | 43228-1400 | Active | 38745 | WATTS | 007QT | DC | 0.750 | 63053 | IN METER PIT
4141 | PARKWEST DR UNIT A | 43228-1400 | Active | 33128 | WATTS | 800M4FR | PVB | 2.000 | 63054 | UTILITY ROOM # 109 NE SIDE (meter closet)
4141 | PARKWEST DR UNIT A | 43228-1400 | Active | L06699 | WILKINS | 375 | RP | 2.500 | 63055 | MAIN BUILD SOUTH MECH ROOM
4141 | PARKWEST DR UNIT A | 43228-1400 | Active | 278979 | WATTS | 009M2QT | RP | 1.000 | 63056 | FUELING STATION BLDG/OFFICE BY PUMPS AT WATER RISER
4141 | PARKWEST DR UNIT A | 43228-1400 | Active | 887711 | WILKINS | 720A | PVB | 2.000 | 89832 | 4140 TRACTOR SHOP - SW CORNER PARTS ROOM
4141 | PARKWEST DR UNIT A | 43228-1400 | Active | W143117 | WILKINS | 975A | RP | 2.000 | 89833 | PM LUBE BUILDING/MECH TANK ROOM-SE CORNER
4141 | PARKWEST DR UNIT A | 43228-1400 | Not Required by DOW | 1379390104 | AMES | 2000SS | DC | 4.000 | 89834 | PM-LUBE SHOP MECH TANK ROOM SW CORNER--4153 PARKWEST
4141 | PARKWEST DR UNIT A | 43228-1400 | Active | A129324 | WILKINS | 375 | RP | 0.750 | 3619720 | RISER/ELECT ROOM OF BUILDING
4141 | PARKWEST DR UNIT A | 43228-1400 | Active | 212146 | WATTS | 009M2QT | RP | 2.000 | 3653458 | HOT BOX SOUTH TRUCK EXIT
4141 | PARKWEST DR UNIT B | 43228-1400 | Active | WF-1856 | AMES | COLT 400 | RP | 3.000 | 3650828
40 | PARKWOOD AVE | 43203-2090 | Active | ACG0347 | WILKINS | 975XL2 | RP | 2.000 | 3652246 | BASEMENT SW CORNER
40 | PARKWOOD AVE | 43203-2090 | Active | 1016971121 | AMES | 3000SS | DCDA | 4.000 | 3652249
40 | PARKWOOD AVE | 43203-2090 | Active | 85938 | AMES | 2000B | DC | 0.750 | 3652250
70 | PARKWOOD AVE | 43219-2518 | Active | 302087 | AMES | 3000 | DCDA | 4.000 | 71202 | METER ROOM--SERIAL # 3NO2087
700 | PARKWOOD AVE | 43219-2518 | Active | 97692 | WATTS | 007M2QT | DC | 0.750 | 71204 | METER ROOM
700 | PARKWOOD AVE | 43219-2518 | Active | 4HN1298 | AMES | 4000SS | RP | 2.500 | 89231 | AGAINST N WALL OF WAREHOUSE-ELEVATED 15'
700 | PARKWOOD AVE | 43219-2518 | Active | ABT4745 | WILKINS | 975XL2 | RP | 0.750 | 3639062 | AT MTR IN SEPERATE ROOM BY FIRE
737 | PARKWOOD AVE | 43219-2517 | Active | 3575817 | WILKINS | 975XL | RP | 1.500 | 100943 | BATHROOM - NEXT TO H2O METER
207 | PARKWOOD AVE | 43219-1143 | Active | 10833 | AMES | 3000SS | DCDA | 6.000 | 57156 | METER PIT -- PROTECTION FOR FIRE LINES
2077 | PARKWOOD AVE | 43219-1143 | Active | 346946 | WATTS | 909M1QT | RP | 2.000 | 57157 | 2071 PARKWOOD AVE, SE SIDE OF BLDG BY GARAGE DOOR
2077 | PARKWOOD AVE | 43219-1143 | Active | 42957 | WATTS | 007QT | DC | 0.750 | 57158 | METER PIT -- PROTECTION FOR FIRE LINES
2077 | PARKWOOD AVE | 43219-1143 | Not Required by DOW | W186821 | WILKINS | 975XL | RP | 1.000 | 86988 | NEXT OVERHEAD DOOR IN WAREHOUSE
2137 | PARKWOOD AVE | 43219-1145 | Not Required by DOW | 4119970 | WILKINS | 975 | RP | 1.500 | 3504475 | SERVICE BAY WALL
2137 | PARKWOOD AVE | 43219-1145 | Active | 4247 | WILKINS | 350ASTDA | DCDA | 6.000 | 3613755 | SE CORNER OF GARAGE
2137 | PARKWOOD AVE | 43219-1145 | Active | 4146830 | WILKINS | 950XLD | DC | 0.750 | 3613756 | SE CORNER OF GARAGE
2137 | PARKWOOD AVE | 43219-1145 | Active | 4144399 | WILKINS | 975XL2 | RP | 1.500 | 3618297 | AT WATER METER IN MECHANICAL ROOM OFF THE OFFICE AREA
6000 | PARKWOOD DR | 43016-1213 | Active | 116708 | WATTS | 709 | DCDA | 6.000 | 68547 | IN METER PIT W OF BLDG IN PINE TREES -E OF PARKWD CURB
6000 | PARKWOOD DR | 43016-1213 | Not Required by DOW | 41856 | WATTS | 009M2QT | RP | 0.750 | 68548 | PENTHOUSE MECHANICAL ROOM
6000 | PARKWOOD DR | 43016-1213 | Active | 32108 | WATTS | 007M1PCQT | DC | 0.750 | 68549 | IN METER PIT BEHIND BUILDING END OF PARKING LOT
6000 | PARKWOOD DR | 43016-1213 | Active | 438992 | WILKINS | 975 | RP | 2.000 | 68550 | IN MECHANICAL ROOM NW END OF BLDG--1ST FLOOR
6000 | PARKWOOD DR | 43016-1213 | Active | 439003 | WILKINS | 975 | RP | 2.000 | 68551 | IN MECHANICAL ROOM N.E. END OF BLDG - 1ST FLOOR, DUAL SETTING
6000 | PARKWOOD DR | 43016-1213 | Not Required by DOW | 559827 | WILKINS | 975 | RP | 2.000 | 68552 | MECHANICAL ROOM NE END BLDG 1ST FLOOR
6000 | PARKWOOD DR | 43016-1213 | LPS - Active |  |  |  | LST |  | 3638234 | FIRE BOOSTER PUMP
5900 | PARKWOOD PL | 43016-1216 | Active | 37214 | WATTS | 007QT | DC | 0.750 | 68267 | IN PIT BY THE STREET
5900 | PARKWOOD PL | 43016-1216 | Active | 3EN0499 | AMES | 3000SS | DCDA | 6.000 | 68268 | IN PIT OUT BY STREET
5900 | PARKWOOD PL | 43016-1216 | Not required by DOW | 710844 | WILKINS | 975 | RP | 1.250 | 68269 | PENTHOUSE MECH ROOM
5900 | PARKWOOD PL | 43016-1216 | Active | 742816 | WILKINS | 975 | RP | 2.000 | 68270 | MECH/RISER RM IN GARAGE TOP DEVICE
5900 | PARKWOOD PL | 43016-1216 | Removed | REM742829 | WILKINS | 975A | RP | 2.000 | 68271 | ***REMOVED***MECH ROOM
5900 | PARKWOOD PL | 43016-1216 | Active | 742826 | WILKINS | 975XL | RP | 2.000 | 91184 | MECH/RISER RM IN GARAGE BOTTM DEVICE
5900 | PARKWOOD PL | 43016-1216 | Not required by DOW | 34871 | WATTS | LF007QT | DC | 0.500 | 3635695 | 2nd floor
1140 | PARMA AVE | 43204-2714 | Active | T432579 | WILKINS | 720A | PVB | 1.000 | 94231 | OUTSIDE NEAR FRONT DOOR
8097 | PARSON PASS | 43054-7068 | Active | CB867430 | WILKINS | 720A | PVB | 0.750 | 91153 | LEFT SIDE
8109 | PARSON PASS | 43054-7077 | Removed | 560094REM | WATTS | 800QT | PVB | 1.000 | 73328 | LEFT SIDE OF HOUSE
8115 | PARSON PASS | 43054-7077 | Active | 61953 | WATTS | 919AQT | RP | 0.750 | 3598356 | AT WATER METER
8144 | PARSON PASS | 43054-8205 | Active | G251216 | WILKINS | 720A | PVB | 0.750 | 97672 | LEFT SIDE
8205 | PARSON PASS | 43054-7083 | Active | G216297 | WILKINS | 720A | PVB | 0.750 | 97062 | LEFT SIDE
35 | PARSONS AVE | 43215-3969 | Active | ACG3957 | WILKINS | 975 | RP | 1.500 | 3581037 | FAR EAST SIDE OF BUILDING-CLOSEST UNIT TO PARSONS AVENUE
72 | PARSONS AVE | 43215- | Due Install |  |  |  | RP |  | 3504683
10 | PARSONS AVE | 43215- | Active | AMA03093 | WILKINS | 975XL3 | RP | 2.000 | 3655032
144 | PARSONS AVE | 43205 | Active | TB0814 | WATTS | 957 | RP | 3.000 | 3638882 | IN METER ROOM AT METER
144 | PARSONS AVE | 43205 | LPS - Active |  |  |  | LPC |  | 3640905 | DOMESTIC PUMP - IN METER ROOM 104 AT METER
144 | PARSONS AVE | 43205 | Active | HC28015 | WILKINS | 950XLD | DC | 0.750 | 3640906 | IN METER ROOM AT METER
144 | PARSONS AVE | 43205 | Active | V53414 | WILKINS | 350ADA | DCDA | 6.000 | 3640907 | METER ROOM SW CORNER
156 | PARSONS AVE | 43215- | Active | 072148 | WATTS | LF909QT | RP | 0.750 | 55404 | BASEMENT BOILER ROOM
156 | PARSONS AVE | 43215- | Active | 076748 | WATTS | LF909QT | RP | 0.750 | 93456 | 3rd FLOOR BOILER ROOM STAIRWELL
156 | PARSONS AVE | 43215- | Due Install |  |  |  | RP | 3.000 | 3639520
240 | PARSONS AVE | 43215-5331 | Not Required by DOW | 1186241 | WILKINS | 975XLBMS | RP | 1.500 | 58157 | MECH ROOM BASEMENT NORTH
240 | PARSONS AVE | 43215-5331 | Active | 17532 | AMES | 2000SS | DC | 0.750 | 58158 | NW METER PIT
240 | PARSONS AVE | 43215-5331 | Not Required by DOW | 181141013 | AMES | 3000SS | DCDA | 4.000 | 88934 | CARRIAGE HOUSE
240 | PARSONS AVE | 43215-5331 | Not Required by DOW | 71207 | AMES | 2000B | DC | 0.750 | 88935 | CARRIAGE HOUSE
240 | PARSONS AVE | 43215-5331 | Active | 111647 | AMES | 3000SS | DCDA | 8.000 | 98691 | METER PIT
240 | PARSONS AVE | 43215-5331 | Not Required by DOW | 1070164 | WILKINS | 975XL | RP | 1.500 | 3609977 | BASEMENT
240 | PARSONS AVE | 43215-5331 | Active | L01188 | WILKINS | 975XL | RP | 4.000 | 3626832 | IN N TUNNEL W END AT DOMESTIC SERVICE ENTRANCE TO BUILDING
240 | PARSONS AVE | 43215-5331 | LPS - Active |  |  |  | LST |  | 3626833 | FIRE BOOSTER PUMP - BASEMENT
627 | PARSONS AVE | 43206- | Active | OF1756 | WATTS | 957 | RP | 3.000 | 3607780 | METER RM FRONT OF BLDG IN 625 PARSONS
627 | PARSONS AVE | 43206- | Active | OD-0561 | WATTS | 757 | DC | 6.000 | 3607985 | MECHANICAL ROOM
627 | PARSONS AVE | 43206- | Active | 209302 | WATTS | 007M3-FP | DC | 0.750 | 3607986 | MECHANICAL ROOM
685 | PARSONS AVE | 43206-1436 | Active | 1566229 | WILKINS | 975 | RP | 1.50 | 3504690 | SOUTHWEST CORNER OF BUILDING IN REAR. DOMESTIC CONTAINMENT
691 | PARSONS AVE | 43206-1436 | Active | 4566222 | WILKINS | 975XLTCU | RP | 1.500 | 3504691 | closet under stairs SW corner 1st floor
694 | PARSONS AVE | 43206-1437 | Active | 4970164 | WILKINS | 975XL2 | RP | 0.750 | 3504692 | MECHANICAL CLOSET
697 | PARSONS AVE | 43206-1436 | Active | 57316 | WATTS | 919AQT | RP | 0.750 | 3618554 | BASEMENT AT METER
740 | PARSONS AVE | 43206-1439 | Active | 069962 | WATTS | LF009M2QT | RP | 1.500 | 3598254 | SW MECH/HWT ROOM AT WATER METER
740 | PARSONS AVE | 43206-1439 | Not Required by DOW | 4783163 | WILKINS | 975XL | RP | 1.000 | 3641023 | SW MECH/HWT ROOM -IRRIGATION
743 | PARSONS AVE | 43206-1464 | Active | 153003 | WATTS | LF007M1QT | RP | 2.000 | 3504696 | E BSMNT AT BTTM OF STEPS AT WATER MTR
779 | PARSONS AVE | 43206-1464 | Due Install |  |  |  | RP |  | 3504700 | BATHROOM
796 | PARSONS AVE | 43206-2341 | Active | 4775700 | WILKINS | 975XL2 | RP | 0.750 | 3504704 | BATHROOM BT MTR
845 | PARSONS AVE | 43206-2347 | Removed | 25231REM | WATTS | 009QT | RP | 1.000 | 73870 | BASEMENT FURNANCE ROOM - S WALL AT FLOOR
845 | PARSONS AVE | 43206-2347 | Not Required by DOW |  |  |  | RP |  | 3640873
865 | PARSONS AVE | 43206-2347 | Not Required by DOW | 23429 | WATTS | 919ZQT | RP | 0.750 | 98441 | BACK OF BUILDING, BACK HALLWAY
865 | PARSONS AVE | 43206-2347 | Active | 24394 | WATTS | 919ZQT | RP | 1.000 | 98442 | SW MECH/STOCK AREA AT WATER METER
888 | PARSONS AVE | 43206-2344 | Removed | W368977 | WILKINS | 975XL | RP | 0.500 | 98042 | development room
888 | PARSONS AVE | 43206-2344 | Active | W36748 | WILKINS | 975XL | RP | 0.500 | 98072 | DENTIST UTIL. ROOM
888 | PARSONS AVE | 43206-2344 | Active | 1854580115 | AMES | 3000SS | DCDA | 4.000 | 3611767 | MID MECH/RISER ROOM CLOSET
888 | PARSONS AVE | 43206-2344 | Active | 73420 | AMES | 2000B | DC | 0.750 | 3611768 | MID RISER ROOM CLOSET
888 | PARSONS AVE | 43206-2344 | Due Install |  |  |  | RP | 0.750 | 3633850 | IN NW ENTRANCE IN CABINET AT FLOOR AT WATER METER
942 | PARSONS AVE | 43206-2346 | NULL | [5 empty] | 3635481
946 | PARSONS AVE | 43206-2346 | Active | 2522191 | WILKINS | 950XL | DC | 0.750 | 91636 | BASEMENT - 946 PARSONS AVE
946 | PARSONS AVE | 43206-2346 | Active | V10801 | WILKINS | 350ADA | DCDA | 4.000 | 91637 | BASEMENT - 946 PARSONS AVE
946 | PARSONS AVE | 43206-2346 | Active | 2280835 | WILKINS | 975XL | RP | 1.500 | 101467 | BASEMENT
960 | PARSONS AVE | 43206-2751 | Active | 20809 | WATTS | 919QT | RP | 1.500 | 3616540
101 | PARSONS AVE | 43206-2740 | Active | 368324 | WATTS | LF009M3QT | RP | 0.750 | 3504727 | IN RESTROOM @ WATER METER
1025 | PARSONS AVE | 43206-2742 | Due Install |  |  |  | RP |  | 3504728
1048 | PARSONS AVE | 43206-2743 | Active | 78131 | WATTS | 919-QT | RP | 0.750 | 3504734 | SW STORAGE AREA AT WATER METER
1064 | PARSONS AVE | 43206-2743 | Active | B161190 | WILKINS | 375XL | RP | 0.750 | 3504738 | BASEMENT
1071 | PARSONS AVE | 43206-2744 | Active | 99678 | WATTS | LF919QT | RP | 0.750 | 3504739 | SOUTH WALL
1076 | PARSONS AVE | 43206-2743 | Not Required by DOW | 3832257 | WILKINS | 975XL | RP | 1.000 | 89199 | NW SIDE OF BUILDING
1076 | PARSONS AVE | 43206-2743 | Active | 2280858 | WILKINS | 975XL | RP | 1.500 | 90621 | DISH ROOM NEXT TO WATER HEATER
1113 | PARSONS AVE | 43206 | Active | 003078 | WATTS | LF009 | RP | 3.000 | 3618033 | SE MECH/ELECTRIC ROOM AT WATER METER
1113 | PARSONS AVE | 43206 | Active | PI-1681 | WATTS | 757 | DCDA | 6.000 | 3618598 | SE MECHANICAL ROOM
1113 | PARSONS AVE | 43206 | Active | 212261 | WATTS | 007M3QT | DC | 0.750 | 3618599 | MECHANICAL ROOM
1145 | PARSONS AVE | 43206-3533 | Active | 461138 | WATTS | 009M3QT | RP | 0.750 | 3504749 | BACKROOM AT MTR
1166 | PARSONS AVE | 43206-3534 | Active | 17148 | WATTS | 919ZQT | RP | 0.750 | 54118 | AT WATER METER MID W WALL
1209 | PARSONS AVE | 43206- | Active | 11698 | WATTS | 919QT | RP | 1.250 | 96892 | EAST WALL OF WAREHOUSE
1209 | PARSONS AVE | 43206- | Due Install |  |  |  | DCDA | 4.000 | 3638498
1230 | PARSONS AVE | 43206-3536 | Active | 303265 | WATTS | LF009M3QT | RP | 0.750 | 3504764 | UNDER SINK IN BATHROOM
1400 | PARSONS AVE | 43206-3645 | Active | 182293 | WATTS | LF009M2QT | RP | 1.000 | 3504795 | AT METER
1414 | PARSONS AVE | 43207-1243 | Due Install |  |  |  | RP | 0.750 | 3504796
1441 | PARSONS AVE | 43207-1247 | Active | 103211 | WATTS | 009QT | RP | 2.000 | 55030 | REAR DOCK AT WATER
1441 | PARSONS AVE | 43207-1247 | Active | 124634 | WATTS | 007QT | DC | 0.750 | 55031 | NW CORNER OF REAR STOCK ROOM
1441 | PARSONS AVE | 43207-1247 | Not Required by DOW | 79406 | WATTS | 008PCQT | SVB | 0.500 | 55032 | MEAT DEPT
1441 | PARSONS AVE | 43207-1247 | Active | 31M0565 | AMES | 3000SS | DCDA | 4.000 | 55033 | NW CORNER OF REAR STOCK ROOM
1441 | PARSONS AVE | 43207-1247 | Not Required by DOW | 41466 | WATTS | 008PCQT | SVB | 0.500 | 96994 | MEAT PREP AT SINK
1441 | PARSONS AVE | 43207-1247 | Not Required by DOW | 41462 | WATTS | 008PCQT | SVB | 0.500 | 96995 | DELI DEPT @SINK
1441 | PARSONS AVE | 43207-1247 | Not Required by DOW | 61152 | WATTS | 008PCQT | SVB | 0.500 | 98305 | BAKERY @ SINK
1441 | PARSONS AVE | 43207-1247 | Active | 32344 | WATTS | 919AQT | RP | 0.750 | 98470 | AT METER IN GAS STATION
1441 | PARSONS AVE | 43207-1247 | Not Required by DOW | 72986 | WATTS | 008PCQT | SVB | 0.500 | 100721 | PRODUCE
1441 | PARSONS AVE | 43207-1247 | Not Required by DOW | 60781 | WATTS | 919QT | RP | 0.750 | 3613644 | TO THE RIGHT OF HOOD IN DELI ABOVE CEILING
1455 | PARSONS AVE | 43207 | Active | 32797 | WATTS | 919ZQT | RP | 1.000 | 100572 | BY WINDOWS AND RESTROOMS N/E CORNER
1455 | PARSONS AVE | 43207 | Not Required by DOW | 31597 | WATTS | 919AQT | RP | 1.000 | 101047 | FRONT OF STORE BY METER SET
1477 | PARSONS AVE | 43207-1247 | Active | 099488 | WATTS | 009M2QT | RP | 2.000 | 3504801 | IN UTILITY CLOSET OFF ALLEY
1514 | PARSONS AVE | 43207-1251 | Not Required by DOW | 011888 | WATTS | 800QT | PVB | 1.500 | 55265 | NORTH BAY
1514 | PARSONS AVE | 43207-1251 | Active | 12031 | AMES | 2000SS | DC | 2.000 | 55266 | BASEMENT NEXT TO WATER METER
1514 | PARSONS AVE | 43207-1251 | Active | 15883 | WATTS | 009 | RP | 3.000 | 55267 | BASEMENT NEXT TO WATER METER
1514 | PARSONS AVE | 43207-1251 | Not Required by DOW | 011656 | WATTS | 800QT | PVB | 1.500 | 3623130 | SOUTH BAY
1540 | PARSONS AVE | 43207-1274 | Active | 168141 | WATTS | 009 | RP | 1.000 | 3504812 | AT METER
1596 | PARSONS AVE | 43207 | Active | 39168 | WATTS | 919AQT | RP | 1.000 | 103606 | METER - REAR OF BUILDING, NEAR MOP SINK
1596 | PARSONS AVE | 43207 | Not Required by DOW | 46619 | WATTS | 919AQT | RP | 0.750 | 103657 | STOCK ROOM @ MOP SINK
1622 | PARSONS AVE | 43207-1217 | Active | 3176582 | WILKINS | 975XL | RP | 0.750 | 55647 | UNDER SINK BY WATER METER AT PIT
1631 | PARSONS AVE | 43207-1216 | Active | 4491986 | WILKINS | 975XL | RP | 0.750 | 55659 | BASEMENT BY METER
1859 | PARSONS AVE | 43207 | Active | L118055 | WILKINS | 375 | RP | 3.000 | 3639019 | WATER/UTILITY ROOM
1859 | PARSONS AVE | 43207 | Not Required by DOW | 79817 | WATTS | 919QT | RP | 0.750 | 3639020 | WATER/UTILITY ROOM
1859 | PARSONS AVE | 43207 | Removed | SJ-2493REM | AMES | 3000-BE | DCDA | 6.000 | 3639033 | WATER/UTILITY ROOM
1859 | PARSONS AVE | 43207 | Removed | 52746REM | AMES | 2000B | DC | 0.750 | 3639034 | WATER/UTILITY ROOM
1859 | PARSONS AVE | 43207 | Active | 03254 | WATTS | LF007M3 | DC | 0.750 | 3639102 | WATER/UTILITY ROOM
1859 | PARSONS AVE | 43207 | Active | SL-0483 | AMES | COLT-300GV | DCDA | 6.000 | 3639103 | WATER/UTILITY ROOM
1905 | PARSONS AVE | 43207 | Active | L80954 | WILKINS | 375 | RP | 3.000 | 103868 | MECHANICAL ROOM/RISER ROOM. N/E CORNER
1905 | PARSONS AVE | 43207 | Active | 1793791112 | AMES | 3000SS | DCDA | 4.000 | 103890 | RISER ROOM. N/W
1905 | PARSONS AVE | 43207 | Active | 68930 | AMES | 2000B | DC | 0.750 | 103891 | RISER ROOM N/E
1905 | PARSONS AVE | 43207 | Not Required by DOW | 47208 | WATTS | 919AQT | RP | 0.750 | 103892 | MECHANIC ROOM/RISER ROOM 8' OFF FLOOR
1905 | PARSONS AVE | 43207 | Not Required by DOW | 46286 | WATTS | 919AQT | RP | 0.750 | 103893 | MECHANIC ROOM/RISER ROOM 8' OFF FLOOR
1905 | PARSONS AVE | 43207 | Not Required by DOW | 46274 | WATTS | 919AQT | RP | 0.750 | 103894 | MECHANIC ROOM/RISER ROOM 8' OFF FLOOR
1924 | PARSONS AVE | 43207-1931 | Active | ALA24031 | WILKINS | 975 | RP | 0.750 | 3504878 | BASEMENT AT METER
1942 | PARSONS AVE | 43207-2365 | Not Required by DOW | [5 empty] | 3504881
1943 | PARSONS AVE | 43207-2364 | Active | 106172 | AMES | 3000SS | DCDA | 3.000 | 56707 | BASEMENT-EAST WALL
1943 | PARSONS AVE | 43207-2364 | Active | 13706 | AMES | 2000B | DC | 0.750 | 56708 | BASEMENT EAST WALL
1947 | PARSONS AVE | 43207-2364 | Active | 58029 | WATTS | 009M2PCQT | RP | 1.500 | 56709 | BASEMENT AT WATER METER IN 1943
1991 | PARSONS AVE | 43207-2324 | Due Install |  |  |  | RP | 0.750 | 3504888
2128 | PARSONS AVE | 43207 | Active | 299714 | WATTS | 009 | RP | 1.000 | 3657391 | HOTBOX NORTHWEST OF BUILDING
2128 | PARSONS AVE | 43207 | Active | XH-1842 | AMES | COLT | DCDA | 6.000 | 3657392 | METER VAULT NORTHWEST OF BUILDLING
2128 | PARSONS AVE | 43207 | Active | 74921 | AMES | 2000BM3 | DC | 0.750 | 3657393 | METER VAULT NORTHWEST OF BUILDLING
2130 | PARSONS AVE | 43207- | Not required by DOW | 196757 | WATTS | 800M4QT | PVB | 1.000 | 57395 | MID W WALL - MECH/METER ROOM IRRIG
2130 | PARSONS AVE | 43207- | Not required by DOW | OC393 | CONBRACO | 40207A2 | RP | 1.500 | 57397 | SCRUBBER ROOM AT CORE BLOWER
2130 | PARSONS AVE | 43207- | Active | 43310 | WATTS | 009M1QT | RP | 2.000 | 57398 | MID W WALL -MECH/METER ROOM AT WATER METER
2205 | PARSONS AVE | 43207 | Active | 04293 | WATTS | 909 | RP | 1.500 | 3613737 | HOT BOX NEAR PARSONS AVE
2205 | PARSONS AVE | 43207 | Active | 186426 | AMES | 3000SS | DCDA | 6.000 | 3614997 | HOT BOX NEAR PARSONS AVE ON SERVICE RD
2205 | PARSONS AVE | 43207 | Active | 24184 | WATTS | 007M1QT | DC | 0.750 | 3614998 | HOT BOX NEAR PARSONS AVE ON SERVICE RD
2205 | PARSONS AVE | 43207 | Not Required by DOW | 126335 | WATTS | LF009M2QT | RP | 2.000 | 3638959 | GRINDER
2217 | PARSONS AVE | 43207 | Active | 73952 | AMES | 2000BM3 | DC | 0.750 | 3655140 | IN HOT BOX
2217 | PARSONS AVE | 43207 | Active | 224440 | WATTS | LF009M2QT | RP | 2.000 | 3655141 | IN HOT BOX
2217 | PARSONS AVE | 43207 | Active | XE-1489 | AMES | 300GV | DCDA | 8.000 | 3655142 | IN HOT BOX
2257 | PARSONS AVE | 43207 | Active | 223635 | WATTS | 009M2QT | RP | 2.000 | 3655137 | IN HOT BOX
2257 | PARSONS AVE | 43207 | Active | XF-0585 | AMES | 300 GV | DCDA | 10.000 | 3655138 | IN HOT BOX
2257 | PARSONS AVE | 43207 | Active | 74181 | AMES | 2000BM3 | DC | 0.750 | 3655139 | IN HOT BOX
2293 | PARSONS AVE | 43207 | Active | XC-1501 | AMES | 300-GV | DCDA | 10.000 | 3654037 | HOT BOX
2293 | PARSONS AVE | 43207 | Active | 273473 | WATTS | 009M2-QT | RP | 2.000 | 3654038 | IN HOT BOX
2293 | PARSONS AVE | 43207 | Active | 74566 | AMES | 2000BM3 | DC | 0.750 | 3654039 | HOT BOX
2300 | PARSONS AVE | 43207-2467 | Due Install |  |  |  | RP | 1.500 | 3504890 | S WALL OF S BSMNT WALL OF FRONT BLDG CURRENT LOCATION
2300 | PARSONS AVE | 43207-2467 | Due Install |  |  |  | DCDA |  | 3651712 | ON FIRE LINE
2545 | PARSONS AVE | 43207-2974 | Active | 01540 | WATTS | 009QT | RP | 1.000 | 58595 | METER ROOM BY MENS RESTROOM
2550 | PARSONS AVE | 43207- | Active | 248542 | WATTS | 909 | RP | 6.000 | 58613 | FRONT OF PROP 15' S OF METER PIT, PUMP HOUSE - 2600 PARSONS
2631 | PARSONS AVE | 43207-3049 | In Review |  |  |  | RP |  | 3504901
2918 | PARSONS AVE | 43207-3053 | Active | ABL9904 | WILKINS | 975XL | RP | 1.000 | 3504928 | N SIDE OF OFFICE
2950 | PARSONS AVE | 43207-3742 | Not Required by DOW | 278135 | WILKINS | 975 | RP | 1.000 | 59605 | BOILER ROOM - Buckeye M. S.
2950 | PARSONS AVE | 43207-3742 | Active | 23455C | WILKINS | 875AST | RP | 4.000 | 3638639 | BOILER ROOM AT WATER METER
3389 | PARSONS AVE | 43207-3859 | Active | 43998 | WATTS | 009QT | RP | 0.500 | 60563 | IN CRAWL SPACE BACK CHURCH--SIZE 1/2"
3434 | PARSONS AVE | 43207-3857 | Active | 86752 | WATTS | 009M2QT | RP | 1.500 | 60729 | IN MECH ROOM AT WATER METER
3495 | PARSONS AVE | 43207-3883 | Active | 69276 | WATTS | 009M3-FP | RP | 0.750 | 3505009 | AT METER
3497 | PARSONS AVE | 43207-3883 | Active | 256433 | WATTS | 009 | RP | 0.750 | 3505010 | AT METER
3499 | PARSONS AVE | 43207-3883 | Due Install |  |  |  | RP | 0.750 | 3505011 | METER IS IN 3501
3511 | PARSONS AVE | 43207-3883 | Active | 5033840 | WILKINS | 975XL2 | RP | 1.000 | 60936 | CLOSET S/W CORNEROF OFICE
3639 | PARSONS AVE | 43207-4054 | Active | 35074 | WATTS | 009QT | RP | 0.750 | 61342 | NE CORNER OF TUNNEL UNDER STAIR IN HALLWAY
3639 | PARSONS AVE | 43207-4054 | Active | 503994 | WATTS | 909HWQT | RP | 0.750 | 61343 | ROOM 119 BOILER ROOM, BLDG A
3639 | PARSONS AVE | 43207-4054 | Active | 56560 | WATTS | 009M1QT | RP | 1.500 | 61344 | ROOM 151A IN BACK OF KITCHEN
3639 | PARSONS AVE | 43207-4054 | Removed | 60289REM | WATTS | 009M2PCQT | RP | 1.000 | 61345 | REMOVED- IN BOILER ROOM (MECH ROOM), BLDG B
3639 | PARSONS AVE | 43207-4054 | Active | 09550 | WATTS | 919QT | RP | 1.500 | 95527 | MECH ROOM BY OVERHEAD DOORS
3639 | PARSONS AVE | 43207-4054 | Active | 540687 | WATTS | 909QT | RP | 1.000 | 3609719 | MECHANICAL ROOM 154
3639 | PARSONS AVE | 43207-4054 | Active | A02228 | AMES | 4000B | RP | 2.000 | 3633100 | BLDG A BSMT TOOL ROOM BY DBL DOORS
3639 | PARSONS AVE | 43207-4054 | Active | 42409 | WATTS | LF009 | RP | 1.250 | 3644737 | FIRE TRAINING AND ADMINISTRATION BUILDING
3639 | PARSONS AVE | 43207-4054 | Due Install |  |  |  | RP | 3.000 | 3658656 | BY MTR N/E CORNER
3700 | PARSONS AVE | 43207-4056 | Active | 777153 | APOLLO | RPLF4A | RP | 0.750 | 3505017
4181 | PARSONS AVE | 43207- | Due Install |  |  |  | RP |  | 3505036
5428 | parsons ave |  | Active | XJ-1789 | AMES | COLT 300GV | DCDA | 6.000 | 3658579 | HOTBOX
5428 | parsons ave |  | Active | 75897 | AMES | 2000BM3 | DC | 0.750 | 3658580 | HOT BOX
5600 | Parsons Ave | 43137 | Removed | 62247REM | WATTS | 909M1 | RP | 8.000 | 89269 | REMOVED-Chemical bldg sub basement
5600 | Parsons Ave | 43137 | Not Required by DOW | 4238 | WATTS | 009M2QT | RP | 0.750 | 89270 | Decant bldg
5600 | Parsons Ave | 43137 | Not Required by DOW | 314729 | WATTS | 909HWM1QT | RP | 1.500 | 89271 | Metal bldg Hotsy Room west
5600 | Parsons Ave | 43137 | Not Required by DOW | 450778 | WATTS | 909QT | RP | 0.750 | 89272 | Metal bldg - Hotsy room east
5600 | Parsons Ave | 43137 | Removed | 62253REM | WATTS | 994 | RP | 8.000 | 89273 | REMOVED-Chemical bldg sub basement lower unit
5600 | Parsons Ave | 43137 | Not Required by DOW | RN20 | CLA-VAL | RP2 | RP | 1.000 | 89274 | Chemical sub basement
5600 | Parsons Ave | 43137 | Not Required by DOW | 141659 | WATTS | 909PCHWQT | RP | 0.750 | 89275 | Chemical bldg sub basement
5600 | Parsons Ave | 43137 | Not Required by DOW | 20039 | WATTS | 909 | RP | 8.000 | 89276 | Bussing Complex
5600 | Parsons Ave | 43137 | Not Required by DOW | 324234 | WATTS | 909QT | RP | 1.000 | 89277 | Bussing complex
5600 | Parsons Ave | 43137 | Not Required by DOW | 213365 | WATTS | 909QT | RP | 0.750 | 89278 | Above W settled water line
5600 | Parsons Ave | 43137 | Not Required by DOW | 190835 | WATTS | 909HWM1QT | RP | 2.000 | 89279 | Boiler room basement west of boiler
5600 | Parsons Ave | 43137 | Not Required by DOW | 218899 | WATTS | 909QT | RP | 1.000 | 89280 | Above boiler east side
5600 | Parsons Ave | 43137 | Not Required by DOW | W56535 | WILKINS | 575A | RP | 0.750 | 89281 | Basement above mixers
5600 | Parsons Ave | 43137 | Active | 179858 | WATTS | 909M1QT | RP | 1.500 | 89282 | SUB BASEMENT
5600 | Parsons Ave | 43137 | Not Required by DOW | 1063281218 | WATTS | 994 | RP | 2.500 | 89283 | Control bldg
5600 | Parsons Ave | 43137 | Not Required by DOW | R0003 | CLA-VAL | RP4 | RP | 2.000 | 89284 | Above in ceiling in CO2 room
5600 | Parsons Ave | 43137 | Not Required by DOW | 457118 | WATTS | 909PCQT | RP | 1.000 | 89285 | Chemical bldg dock
5600 | Parsons Ave | 43137 | Not Required by DOW | RN18 | CLA-VAL | RP4 | RP | 2.000 | 89286 | Chlorine room - C Post
5600 | Parsons Ave | 43137 | Not Required by DOW | RN19 | CLA-VAL | RP4 | RP | 2.000 | 89287 | Chlorine room
5600 | Parsons Ave | 43137 | Active | 252179 | WATTS | 709 | DC | 6.000 | 90966 | SPRINKLER RISER
5600 | Parsons Ave | 43137 | Removed | 010685REM | WATTS | 009M2QT | RP | 2.000 | 103584 | REMOVED-POLYMER FEED SYSTEM, EXPERIMENTAL FEED ROOM
5600 | Parsons Ave | 43137 | Duplicate | DUP1047730314 | WATTS | 994 | RP | 8.000 | 3606213 | DUPLICATE RECORD - Chemical bldg sub basement
5600 | Parsons Ave | 43137 | Active | 1047740314 | WATTS | 994 | RP | 8.000 | 3606214 | Chemical bldg sub basement lower unit
5600 | Parsons Ave | 43137 | Duplicate | DUP1047740314 | WATTS | 994 | RP | 6.000 | 3607527 | DUPLICATE RECORD - SUB BASEMENT NEAR COMPRESSORE-BOTTOM
5600 | Parsons Ave | 43137 | Active | 1047730314 | WATTS | 994 | RP | 6.000 | 3607529 | Bottom UNIT
5600 | Parsons Ave | 43137 | Active | 91192 | WATTS | 009M3 | RP | 0.750 | 3616998 | Domestic out building
5600 | Parsons Ave | 43137 | Active | 023930 | WATTS | LF909 | RP | 1.000 | 3616999 | Domestic By Garage Door Elevator
5600 | Parsons Ave | 43137 | Active | 23331 | WATTS | LF909QT | RP | 1.000 | 3618453 | BACKFLOW ROOM REAR
5600 | Parsons Ave | 43137 | Active | 012902 | WATTS | LF909M1QT | RP | 2.000 | 3619946 | RECARB BLDG MECH RM
5600 | Parsons Ave | 43137 | Active | 1054041215 | WATTS | 994 | RP | 4.000 | 3619947 | RECARB BLDG MECH RM
5600 | Parsons Ave | 43137 | Not Required by DOW | 009876 | WATTS | LF909M1QT | RP | 2.000 | 3624496 | ZOP FEED ROOM
5600 | Parsons Ave | 43137 | Not Required by DOW | 0608587 | Watts | 909QT | RP | 0.750 | 3651061 | closet above sink
3901 | PARSONS AVE BLDG FRONT | 43207-4060 | Removed | 275371REM | WATTS | 909M1QT | RP | 2.000 | 62157 | AFTER WATER METER
3901 | PARSONS AVE BLDG FRONT | 43207-4060 | Removed | 39268REM | WATTS | 919AQT | RP | 1.000 | 102643 | SPLASH AREA, MECH RM ABOVE SAND FILTER
3901 | PARSONS AVE BLDG FRONT | 43207-4060 | Active | 17998 | WILKINS | 375 AST | RP | 4.000 | 3640854 | MTR ROOM NORTH SIDE OF BUILDING
3901 | PARSONS AVE BLDG FRONT | 43207-4060 | Removed | 13936031REM | AMES | 5000SS | RPDA | 4.000 | 3640855
3901 | PARSONS AVE BLDG FRONT | 43207-4060 | Removed | 14771REM | AMES | 4000B | RP | 0.750 | 3640856
3901 | PARSONS AVE BLDG FRONT | 43207-4060 | Active | TG2852 | AMES | COLT200 | DC | 4.000 | 3641127 | MTR ROOM NORTH SIDE OF BUILDING
3639 | PARSONS AVE REAR | 43207-4054 | Active | 160212 | AMES | 3000SS | DCDA | 8.000 | 95425 | MTR PIT S/E
3639 | PARSONS AVE REAR | 43207-4054 | Active | 1195960907 | AMES | 4000SS | RP | 3.000 | 95426 | FIRE TRAINING HOT BOX. S/E CORNER OF PROP
3639 | PARSONS AVE REAR | 43207-4054 | Active | 54633 | AMES | 2000B | DC | 0.750 | 95427 | MTR PIT
3901 | PARSONS AVE REAR | 43207 | Active | 3738921 | WILKINS | 975XLBMS | RP | 1.500 | 102716 | HOT BOX OFF OF OBETZ
3069 | PARSONS AVE UNIT 22 | 43207-3741 | Active | 408517 | WATTS | 1013 | RP | 0.750 | 59906 | BASE BOILER RM
3069 | PARSONS AVE UNIT 22 | 43207-3741 | Active | A09650 | WATTS | 007M2PCQT | DC | 1.500 | 98365 | BASEMENT OPENING OF TUNNEL
3069 | PARSONS AVE UNIT 22 | 43207-3741 | Active | A01640 | WATTS | 007M2PCQT | DC | 1.250 | 98366 | ABOVE WATER METER IN WEIGHT ROOM
3069 | PARSONS AVE UNIT 22 | 43207-3741 | Due Install |  |  |  | RP | 2.000 | 3641198 | ABOVE WATER METER IN WEIGHT ROOM - FIRE STATION # 22
959 | PARSONS AVE UNIT A | 43206-2750 | Active | 45065 | WATTS | 009QT | RP | 1.000 | 74794 | METER ROOM IN BACK ROOM BEHIND SINK
255 | PARSONS AVE UNIT A | 43207- | Due Install |  |  |  | RP | 3.000 | 3504894
2211 | PARSONS AVE UNIT B | 43207-2448 | Removed | 182185REM | WATTS | 909 | RP | 4.000 | 57628 | OUTSIDE ABOVE GROUND REMOVED
2211 | PARSONS AVE UNIT B | 43207-2448 | Removed | 248850REM | WATTS | 909 | RP | 6.000 | 57629 | IN PUMP HOUSE REMOVED
2211 | PARSONS AVE UNIT B | 43207-2448 | Removed | 248852REM | WATTS | 909 | RP | 6.000 | 57630 | IN PUMP HOUSE REMOVED
2211 | PARSONS AVE UNIT B | 43207-2448 | Removed | 263440REM | WILKINS | 420 | PVB | 1.000 | 57631 | FRONT OF BUILDING, RIGHT OF FRONT DOOR, BEHIND BUSHES REMOVED
2211 | PARSONS AVE UNIT B | 43207-2448 | Inactive | 329560 | WATTS | 909 | RP | 0.750 | 98475 | REAR STORAGE ROOM
2211 | PARSONS AVE UNIT B | 43207-2448 | Inactive | 4399418 | WILKINS | 975XL2 | RP | 1.500 | 3633191 | TEMPORARY SETUP FOR DEMO WATER HOSE/DUST BREAKER. LOCATED IN WATER RM
975 | PARSONS AVE UNIT SW | 43206-2750 | Active | 59982 | WATTS | LF919QT | RP | 0.750 | 3613014 | SE BASEMENT AT METER
815 | PARSONS PASS | 43054-8205 | Active | T396105 | WILKINS | 720 | PVB | 0.750 | 3597281 | RIGHT SIDE OF HOUSE
8158 | PARSONS PASS | 43054-8205 | Not Required by DOW |  |  |  | RP |  | 3650364 | CLOSET OF FINISHED BASEMENT
8158 | PARSONS PASS | 43054-8205 | Active | 92067 | WATTS | 919 | RP | 0.750 | 3650365 | BASEMENT CLOSET AT WATER MAIN
8163 | PARSONS PASS | 43054-7077 | Active | T252119 | WILKINS | 720A | PVB | 1.000 | 101437 | RIGHT SIDE OF HOUSE NEAR FRONT
8181 | PARSONS PASS | 43054-7077 | Active | G185147 | WILKINS | 720A | PVB | 0.750 | 91769 | RIGHT SIDE
2153 | PARTLOW DR | 43220-2928 | Removed | 677162REM | RAINBIRD | AC4000 | DC | 0.750 | 57462 | REMOVED- REAR OF HOUSE - OUTSIDE
2153 | PARTLOW DR | 43220-2928 | Active | 209629 | WILKINS | 720 | PVB | 1.000 | 3606336 | REAR OF HOUSE - OUTSIDE
2156 | PARTLOW DR | 43220-2927 | Removed | T180145REM | WILKINS | 720 | PVB | 1.000 | 3505043 | RIGHT SIDE
2165 | PARTLOW DR | 43220-2928 | Active | 561716 | RAINBIRD | 100 | PVB | 1.000 | 57497 | LEFT SIDE OF HOUSE - OUTSIDE
2174 | PARTLOW DR | 43220-2927 | NULL | [5 empty] | 3632812
2177 | PARTLOW DR | 43220-2928 | Active | 4152950 | Wilkins | 975XL | RP | 0.750 | 57524 | IN BASEMENT AT WATER METER
2180 | PARTLOW DR | 43220-2927 | NULL | [5 empty] | 3632813
2189 | PARTLOW DR | 43220-2928 | Active | 525872 | RAINBIRD | 100 | PVB | 1.000 | 57549 | EAST SIDE OF HOUSE
2213 | PARTLOW DR | 43220-2928 | Active | 78811 | RAINBIRD | 100 | DC | 0.750 | 57634 | BASEMENT N.W. CORNER BY WATER METER
3529 | PATCON WAY | 43026-3864 | Active | 601598 | WILKINS | 720A | PVB | 0.750 | 60963 | RIGHT FRONT
3780 | PATRICIA DR | 43220-4913 | Active | 06694 | WATTS | 800M4QT | PVB | 0.750 | 94233 | FRONT OF HOUSE
3796 | PATRICIA DR | 43220-4913 | Active | T459291 | WILKINS | 720A | PVB | 0.750 | 3505145 | FRONT OF H0USE
3915 | PATRICIA DR | 43220-4914 | Active | B122962 | WATTS | 800M4QT | PVB | 1.000 | 3505160 | LEFT SIDE OF HOUSE
4020 | PATRICIA DR | 43220-4917 | Active | CAA30889 | WILKINS | 720A | PVB | 0.750 | 3505170 | FRONT OF HOUSE LEFT OF FRONT DOOR
4080 | PATRICIA DR | 43220-4919 | Active | T385342 | WILKINS | 720A | PVB | 0.750 | 62838 | LEFT FRONT
4090 | PATRICIA DR | 43220-4919 | Active | 212708 | WATTS | 800QT | PVB | 0.750 | 62862 | LEFT SIDE OF HOUSE
3360 | PATRIOT BLVD | 43219-3080 | Active | 125750 | AMES | 3000SS | DCDA | 4.000 | 60524 | MECH ROOM 1081
3360 | PATRIOT BLVD | 43219-3080 | Active | 215429 | WATTS | 009M2QT | RP | 1.000 | 60525 | MECH ROOM
3360 | PATRIOT BLVD | 43219-3080 | Active | 30281 | AMES | 2000B | DC | 0.750 | 60526 | MECHANICAL ROOM 1081
5603 | PAUL TALBOTT CIR | 43123 | Active | H562632 | FEBCO | 765 | PVB | 0.750 | 97745 | left side of house
5827 | PAUL TALBOTT CIR | 43123-9364 | Active | 818118 | WATTS | 800M2QT | PVB | 1.000 | 68096 | RIGHT HAND SIDE OF HOUSE
5011 | PAULA CT | 43220-2596 | Active | G176474 | WILKINS | 720A | PVB | 0.750 | 92156 | RIGHT SIDE
5029 | PAULA CT | 43220-2596 | Active | T407351 | WILKINS | 720A | PVB | 1.000 | 94235 | FRONT RIGHT OF HOUSE
1701 | PAULA DR | 43220-2511 | Active | A02860 | WATTS | 009M3QT | RP | 0.750 | 92707 | IN BASEMENT NEXT TO WATER METER
1741 | PAULA DR | 43220-2511 | Active | 572523 | WILKINS | 720A | PVB | 0.750 | 56008 | NW SIDE OF HOUSE
5674 | PAULEY CT | 43235-2516 | Active | 412949 | WILKINS | 420 | PVB | 0.750 | 94236 | LEFT SIDE
4617 | PAXTON S DR | 43026-1829 | Active | G215310 | WILKINS | 720A | PVB | 0.750 | 95766 | BACK OF HOUSE
2071 | PAYNE AVE | 43205-1630 | Active | 57088 | WATTS | LF919QT | RP | 0.750 | 88775 | under sink in restroom
1562 | PEACE PL | 43209-3121 | Active | CAA18223 | WILKINS | 720A | PVB | 1.000 | 3505668 | BACK RIGHT OF HOUSE
1623 | PEACE PL | 43209-3122 | Active | EAF4011 | WILKINS | 720 | PVB | 0.750 | 3505677 | Left side of house
6351 | PEACH TREE RD | 43213-3422 | Active | 001528 | WATTS | 800M4QT | PVB | 1.000 | 69767 | WEST OF FRONT DOOR
6364 | PEACH TREE RD | 43213-3421 | Active | 10893 | FEBCO | 765 | PVB | 1.000 | 69797 | REAR LEFT CORNER OF HOUSE
6364 | PEACH TREE RD | 43213-3421 | Active | A10863 | FEBCO | 765 | PVB | 1.000 | 3618483 | FRONT LEFT OF FRONT DOOR BETWEEN BUSHES
3528 | PEANY LN | 43110-9498 | Replaced | REPG181944 | WILKINS | 720A | PVB | 1.000 | 94240 | REPLACED- NORTH WALL-NW corner of house
3528 | PEANY LN | 43110-9498 | Removed | REMT252220 | WILKINS | 720A | PVB | 1.000 | 3609765 | NORTH WALL-NW corner of house FRONT LEFT OF DOOR
754 | PEARL ST | 43215-1575 | Active | 3833047 | WILKINS | 975XL | RP | 1.500 | 72200 | 1st GARAGE Northwest
548 | PEARSON CT | 43026-7518 | Active | T433617 | WILKINS | 720A | PVB | 0.750 | 3584140 | LEFT SIDE OF HOUSE
310 | PEBBLE CREEK DR | 43017 | Active | 200286 | WILKINS | 720A | PVB | 0.750 | 93235 | LEFT OF FRONT DOOR
315 | PEBBLE CREEK DR | 43017 | Active | H009984 | FEBCO | 765 | PVB | 1.000 | 94242 | LEFT SIDE OF FRONT
599 | PECK LN | 43054 | Active | EAF6483 | WILKINS | 720 | PVB | 0.750 | 3653706 | LEFT SIDE
6000 | PECK LN | 43054 | Active | EAF6067 | WILKINS | 720A | PVB | 0.750 | 3655048 | RIGHT SIDE
6003 | PECK LN | 43054 | Active | EAG2949 | WILKINS | 720 | PVB | 0.750 | 3655783
6006 | PECK LN | 43054 | Active | T432198 | WILKINS | 720A | PVB | 0.750 | 3653546
6009 | PECK LN | 43054 | Active | EAF6462 | WILKINS | 720A | PVB | 0.750 | 3654741 | LEFT SIDE
6012 | PECK LN | 43054 | Active | T423793 | WILKINS | 720A | PVB | 0.750 | 3653173 | LEFT SIDE OF THE HOUSE
6015 | PECK LN | 43054 | Active | T459978 | WILKINS | 720 | PVB | 0.750 | 3653931 | LEFTSIDE
6018 | PECK LN | 43054 | Active | EAE9696 | WILKINS | 720 | PVB | 0.750 | 3655709
6021 | PECK LN | 43054 | Active | CAA74823 | WILKINS | 720 | PVB | 0.750 | 3653937 | LEFT SIDE
6024 | PECK LN | 43054 | Active | T424221 | WILKINS | 720A | PVB | 0.750 | 3653167
6027 | PECK LN | 43054 | Active | T458820 | WILKINS | 720 | PVB | 0.750 | 3654019 | RIGHT SIDE
6030 | PECK LN | 43054 | Active | EAE9460 | WILKINS | 720A | PVB | 0.750 | 3655291 | LEFT SIDE
6039 | PECK LN | 43054 | Active | EAF6541 | WILKINS | 720A | PVB | 0.750 | 3654284
6045 | PECK LN | 43054 | Active | T424471 | WILKINS | 720 | PVB | 0.750 | 3653205 | LEFT SIDE
1401 | PEGWOOD DR | 43229-3473 | Active | 319965 | WATTS | 909QT | RP | 1.000 | 54925 | REAR OF POOL EQUIPMENT ROOM
8161 | PELHAM DR | 43081-5576 | Removed | T252166REM | WILKINS | 720A | PVB | 1.000 | 96962 | LEFT SIDE OF HOUSE
1527 | PEMBERTON DR | 43221-1507 | Active | D48400 | FEBCO | 765 | PVB | 1.000 | 55310 | NORTH SIDE OF HOUSE, REAR
1552 | PEMBERTON DR | 43221-1508 | Active | CAA54874 | WILKINS | 720A | PVB | 0.750 | 3506120 | RIGHT SIDE OF HOUSE
1593 | PEMBERTON DR | 43221-1443 | Active | T223414 | WILKINS | 720A | PVB | 0.750 | 3506128 | FRONT OF HOUSE
1601 | PEMBERTON DR | 43221-1443 | Active | T024022 | WILKINS | 720A | PVB | 1.000 | 94246 | FRONT UNDER WINDOW
7769 | PEMBROOKE END | 43054 | Replaced | REP613296 | WATTS | 800M4FR | PVB | 1.000 | 72747 | REPLACED- LEFT FRONT OF HOUSE
7769 | PEMBROOKE END | 43054 | Removed | 733391REM | WATTS | 800M4FR | PVB | 1.000 | 3613404 | LEFT FRONT OF HOUSE REMOVED
7769 | PEMBROOKE END | 43054 | Active | CB881227 | WILKINS | 720 | PVB | 0.750 | 3648654 | LEFT SIDE BY CHIMNEY
7771 | PEMBROOKE END | 43054-8842 | Active | H204428 | FEBCO | 765 | PVB | 0.750 | 72773 | LEFT SIDE
7774 | PEMBROOKE END | 43054-8842 | Active | Caa35762 | WILKINS | 720A | PVB | 0.750 | 72780 | front of house left side
7776 | PEMBROOKE END | 43054-8842 | Active | A151189 | WILKINS | 720A | PVB | 0.750 | 88284 | LEFT SIDE OF HOUSE
3754 | PEMBROOKE GREEN E | 43054-8846 | Active | H241648 | FEBCO | 765 | PVB | 0.750 | 61676 | RIGHT SIDE OF HOUSE
3756 | PEMBROOKE GREEN E | 43054-8846 | Active | T389575 | WILKINS | 720A | PVB | 1.000 | 61681 | RIGHT HAND SIDE
3758 | PEMBROOKE GREEN E | 43054-8846 | Active | EAE8057 | WILKINS | 720A | PVB | 0.750 | 61683 | UNKNOWN
3760 | PEMBROOKE GREEN E | 43054-8847 | Active | T486561 | WILKINS | 720A | PVB | 0.750 | 61688 | RIGHT FRONT SIDE
3762 | PEMBROOKE GREEN E | 43054-8847 | Active | CB636975 | WILKINS | 720A | PVB | 0.750 | 61693 | SOUTHSIDE OF HOUSE
3764 | PEMBROOKE GREEN E | 43054-8847 | Active | 251136 | WATTS | 800M4FR | PVB | 0.750 | 61694 | LEFT SIDE
3770 | PEMBROOKE GREEN E | 43054-8847 | Active | QJ9743 | FEBCO | 765 | PVB | 0.750 | 61703 | RIGHT SIDE OF HOUSE
3772 | PEMBROOKE GREEN E | 43054-8847 | Active | 572489 | WILKINS | 720A | PVB | 0.750 | 61712 | RIGHT SIDE OF HOUSE
3774 | PEMBROOKE GREEN E | 43054-8847 | Active | 672120 | WILKINS | 720A | PVB | 0.750 | 61724 | LEFT SIDE
3785 | PEMBROOKE GREEN E | 43054-8848 | Active | AC4440 | FEBCO | 765 | PVB | 0.750 | 61777 | LEFTSIDE
3787 | PEMBROOKE GREEN E | 43054-8848 | Active | G215769 | WILKINS | 720A | PVB | 0.750 | 61779 | OUTSIDE
3789 | PEMBROOKE GREEN E | 43054-8848 | Active | DK6583 | FEBCO | 765 | PVB | 0.750 | 61781 | LEFT SIDE OF HOUSE
3777 | PEMBROOKE GREEN W | 43054-8845 | Active | G086158 | WILKINS | 720A | PVB | 0.750 | 91695 | RIGHT SIDE
3783 | PEMBROOKE GREEN W | 43054-8845 | Active | H068602 | FEBCO | 765 | PVB | 0.750 | 61774 | RIGHTSIDE
7762 | PEMBROOKE PASS | 43054-8843 | Active | H449735 | WILKINS | 720A | PVB | 0.750 | 72728 | BACK SIDE OF HOUSE
7764 | PEMBROOKE PASS | 43054-8843 | Active | 872767 | WILKINS | 420 | PVB | 0.750 | 72733 | OUTSIDE
7766 | PEMBROOKE PASS | 43054-8843 | Active | 66336 | FEBCO | 765 | PVB | 0.750 | 72740 | LEFT CENTER
7770 | PEMBROOKE PASS | 43054-8843 | Active | 229729 | WATTS | 800QT | PVB | 0.750 | 72771 | RIGHT SIDE OF HOUSE
7781 | PEMBROOKE PASS | 43054-8844 | Active | 380565 | WILKINS | 420 | PVB | 0.750 | 72795 | SE CORNER
7783 | PEMBROOKE PASS | 43054 | Active | 68887 | FEBCO | 765 | PVB | 0.750 | 72798 | FRONT LEFT IN COVE
3779 | PEMBROOKE W GRN | 43054-8845 | Active | 223987 | WILKINS | 420 | PVB | 1.000 | 61760 | NORTH SIDE FRONT
3781 | PEMBROOKE W GRN | 43054 | Active | CAB79212 | WILKINS | 720A | PVB | 0.750 | 61772 | LEFT SIDE OF HOUSE
2650 | PENNBROOK CT | 43026-9562 | Active | H639357 | FEBCO | 765 | PVB | 0.750 | 99969 | LEFT SIDE OF HOUSE
7277 | PENNEYROYAL PL | 43017-2171 | Active | AG3504 | FEBCO | 765 | PVB | 1.000 | 71734 | LEFT SIDE OF HOUSE--OUTSIDE
7287 | PENNEYROYAL PL | 43017 | Active | FF541 | FEBCO | 765 | PVB | 1.000 | 71749 | LEFT HAND SIDE OF HOUSE FROM STREET
7300 | PENNEYROYAL PL | 43017 | Active | 877789 | WILKINS | 720A | PVB | 1.000 | 71779 | LT FRT DOOR
7315 | PENNEYROYAL PL | 43017 | Active | 47895 | WATTS | 800QT | PVB | 0.750 | 71793 | WEST SIDE OF HOUSE
7316 | PENNEYROYAL PL | 43017 | Active | T339988 | WILKINS | 720A | PVB | 0.750 | 71794 | RIGHT FRONT
7326 | PENNEYROYAL PL | 43017-2171 | Active | ha64455 | FEBCO | 765 | PVB | 0.750 | 71805 | BACK OF HOUSE NORTH EAST CORNER
1030 | PENNSYLVANIA AVE | 43201 | Active | 4418401 | WILKINS | 975XL | RP | 2.000 | 3624631 | 1018 PENNSYLVANIA AVE, BASEMENT, FRONT WALL
1030 | PENNSYLVANIA AVE | 43201 | Active | 01590 | AMES | 3000 | DCDA | 2.000 | 3632920 | 1018 PENNSYLVANIA AVE, BASEMENT, FRONT WALL
1030 | PENNSYLVANIA AVE | 43201 | Active | 06542 | AMES | 2000B | DC | 0.500 | 3632921 | 1018 PENNSYLVANIA AVE, BASEMENT, FRONT WALL
1105 | PENNSYLVANIA AVE | 43201-7300 | Due Install |  |  |  | RP | 0.750 | 3506415
5732 | PENNYFLOWER CT | 43081 | Active | HG89622 | FEBCO | 765 | PVB | 0.750 | 3650340 | BACK OF HOUSE
5776 | PENNYFLOWER CT | 43081 | Active | CAA54848 | WILKINS | 720A | PVB | 0.750 | 3653263
4201 | PENRITH CT | 43016-8276 | Active | Hg00363 | FEBCO | 765 | PVB | 0.750 | 63278 | LEFT FRONT
4202 | PENRITH CT | 43016-8276 | Active | EAF5225 | WILKINS | 720A | PVB | 0.750 | 63285 | FRONT LEFT OF DOOR
4209 | PENRITH CT | 43016-8276 | Active | A004917 | FEBCO | 766 | PVB | 1.000 | 63292 | FRONT OF HOUSE LEFT FRONT DOOR ON OFFSET
4210 | PENRITH CT | 43016-8276 | Active | 792868 | WILKINS | 720A | PVB | 0.750 | 63296 | LEFT SIDE
4217 | PENRITH CT | 43016-8276 | Replaced | REP175692 | WATTS | 800M4QT | PVB | 0.750 | 63315 | REPLACED- LEFT HAND SIDE
4217 | PENRITH CT | 43016-8276 | Active | T197909 | WILKINS | 720A | PVB | 0.750 | 3610202 | LEFT HAND SIDE
4218 | PENRITH CT | 43016-8276 | Active | 902839 | WILKINS | 720A | PVB | 0.750 | 63317 | LEFT SIDE BY AC
4225 | PENRITH CT | 43016-8276 | Active | G245741 | WILKINS | 720A | PVB | 0.750 | 98814 | 20 FEET LEFT OF FRONT DOOR
4226 | PENRITH CT | 43016 | Active | 997025 | WILKINS | 720A | PVB | 0.750 | 98315 | RIGHT SIDE BY AC
4233 | PENRITH CT | 43016-8276 | Active | T417704 | WILKINS | 720A | PVB | 0.750 | 63362 | RIGHT HAND SIDE
4234 | PENRITH CT | 43016-8276 | Active | 672113 | WILKINS | 720A | PVB | 0.750 | 63366 | LEFT SIDE OUTSIDE
4241 | PENRITH CT | 43016-8276 | Active | 175539 | WATTS | 800M2QT | PVB | 0.750 | 63393 | RIGHT SIDE OF HOUSE CENTER
5536 | PENSWORTHY DR | 43016-7039 | Active | G204697 | WILKINS | 720A | PVB | 0.750 | 91199 | LEFT OF HOUSE
5555 | PENSWORTHY DR | 43016-6096 | Active | A006697 | WILKINS | 720A | PVB | 0.750 | 67270 | LH SIDE
1711 | PENWORTH DR | 43229-5214 | Removed | 67411REM | WATTS | 919AQT | RP | 1.000 | 55925 | BOILER ROOM Parkmoor E. S.
1711 | PENWORTH DR | 43229-5214 | Due Install |  |  |  | RP | 3.000 | 3656088
1327 | PEPPERELL DR | 43235-4013 | Active | 67385 | WATTS | 800M3QT | PVB | 0.750 | 54694 | RIGHT SIDE OF HOUSE
1333 | PEPPERELL DR | 43235-4013 | Active | EJ4691 | FEBCO | 765 | PVB | 1.000 | 54733 | EAST SIDE OF HOUSE
1223 | PEPPERELL RD | 43235-4012 | Active | F021331 | WILKINS | 720A | PVB | 0.750 | 97502 | left side
6944 | PERCHERON DR | 43026 | Active | YD-1351 | AMES | COLT 400 | RP | 6.000 | 3657353 | HOTBOX AT NW CORNER OF PERCHERON DR AND GELDERLAND DR
2251 | PERFORMANCE PKWY | 43207-2858 | Active | 1774070 | WILKINS | 975 | RP | 0.750 | 57777 | FURNACE ROOM
2251 | PERFORMANCE PKWY | 43207-2858 | LPS - In Review |  |  |  | LST |  | 3635453 | FURNACE ROOM
2400 | PERFORMANCE PKWY | 43207-2857 | Active | 367848 | WATTS | 909QT | RP | 0.750 | 58197 | NEXT TO WATER METER at 2440
2410 | PERFORMANCE PKWY | 43207 | Active | 432261 | WILKINS | 975 | RP | 0.750 | 58236 | WATER METER ROOM
2420 | PERFORMANCE PKWY | 43207-2857 | Active | 74027 | WATTS | 009M2QT | RP | 1.000 | 58245 | IN RESTROOM AT WATER METER
2420 | PERFORMANCE PKWY | 43207-2857 | Active | 3576623 | WILKINS | 975XL | RP | 0.750 | 103747 | 2480 PERFORMANCE PKWY, OUTSIDE HYDRANT
2299 | PERFORMANCE WAY | 43207-2858 | Active | 08555 | WATTS | 919AQT | RP | 1.500 | 96237 | NORTHWEST CORNER OF SERVICE AREA
2329 | PERFORMANCE WAY | 43207 | Active | ZA-1676 | WATTS | 957 | RP | 3.000 | 3613883 | IN HOT BOX BY ENTRANCE
2329 | PERFORMANCE WAY | 43207 | Active | 1157531214 | WATTS | 774DCDA | DCDA | 8.000 | 3614999 | IN METER PIT BY ENTRYWAY AND HOT BOX
2329 | PERFORMANCE WAY | 43207 | Active | 340484 | WATTS | 007M3QT | DC | 0.750 | 3615000 | IN METER PIT BY ENTRYWAY AND HOT BOX
2329 | PERFORMANCE WAY | 43207 | Not Required by DOW | 5832C | WILKINS | 375AST | RP | 3.000 | 3615001 | NORTH CORNER OF WAREHOUSE
4061 | PERIMETER DR | 43228-1048 | Active | 33221 | WATTS | 007M1QT | DC | 0.750 | 3506725 | WAREHOUSE-BEHIND CONFERENCE ROOM
4061 | PERIMETER DR | 43228-1048 | Active | 11043490423 | AMES | 3000SS | DCDA | 6.000 | 3650876 | WAREHOUSE-BEHIND CONFERENCE ROOM
4061 | PERIMETER DR | 43228-1048 | Active | 295413 | WATTS | LF009M2QT | RP | 1.000 | 3655076 | WAREHOUSE-BEHIND CONFERENCE ROOM
4100 | PERIMETER DR | 43228-1049 | Not Required by DOW |  |  |  | RP | 1.500 | 3506727
4150 | PERIMETER DR | 43228-1049 | Active | 341180 | WATTS | 909QT | RP | 1.000 | 63091 | IN MENS RESTROOM UNDER LAV SINK
4160 | PERIMETER DR | 43228-1049 | Active | 353491 | WATTS | 909QT | RP | 1.000 | 63120 | E SIDE LADIES ROOM OF SHOWROOM AT WATER METER
4160 | PERIMETER DR | 43228-1049 | Due Install |  |  |  | DCDA | 4.000 | 3635883 | MID W WALL WAREHOUSE
4200 | PERIMETER DR | 43228-1036 | Active | ABY1845 | WILKINS | 975 | RP | 1.000 | 3506730
4220 | PERIMETER DR | 43228-1036 | In Review |  |  |  | RP | 1.000 | 3506731
4280 | PERIMETER DR | 43228-1036 | Not Required by DOW | 910666 | WATTS | 009M2QT | RP | 1.000 | 63508 | 4290 PERIMETER DR, JANITORS CLST
4280 | PERIMETER DR | 43228-1036 | Active | 258552 | WILKINS | 975XL | RP | 1.000 | 63509 | 4280 PERIMETER, Janitor's closet, IN MECHANICAL ROOM
4280 | PERIMETER DR | 43228-1036 | Removed | AG-4290AREM | XX | XX | AG | 0.750 | 63548 | BEHIND MURIATIC ACID MACHINE
4290 | PERIMETER DR | 43228-1036 | Removed | 238393REM | WILKINS | 975 | RP | 1.000 | 63546 | REMOVED - MANUFACTURING AREA--INDUCTION MACHINE
4290 | PERIMETER DR | 43228-1036 | Active | ABH3658 | WILKINS | 975XL2 | RP | 1.000 | 104121 | 4290 PERIMETER DR, JANITOR'S CLOSET
5555 | PERIMETER DR | 43017 | Active | 13009 | WATTS | 919QT | RP | 1.500 | 100217 | MECH/RISER ROOM RIGHT OF MAIN ENTRANCE AT WATER METER
5555 | PERIMETER DR | 43017 | Active | 1736560810 | AMES | 3000SS | DCDA | 4.000 | 100233 | RISER ROOM RIGHT OF ENTRANCE PAST ELAVATOR
5555 | PERIMETER DR | 43017 | Active | 64373 | AMES | 2000B | DC | 0.750 | 100234 | MECH/RISER ROOM
5685 | PERIMETER DR | 43017 | Active | 4153019 | WILKINS | 975XL | RP | 1.500 | 3616695 | IN HOT BOX ON COMMERCE PKWY
5700 | PERIMETER DR | 43017 | Active | 123429 | WATTS | 009QT | RP | 2.000 | 67655 | BACK N MECH/RISER ROOM AT WATER METER
5700 | PERIMETER DR | 43017 | Not required by DOW | AC9847 | FEBCO | 765 | PVB | 1.500 | 67656 | BACK OF BUILDING BESIDE MECH ROOM
5700 | PERIMETER DR | 43017 | Active | 8376 | FEBCO | 805YB | DC | 0.750 | 67657 | PIT NW CORNER LOT BEHIND DUMPSTERS
5700 | PERIMETER DR | 43017 | Active | 9808261357 | FEBCO | 856 | DCDA | 6.000 | 67658 | PIT NW CORNER OF LOT BEHIND DUMPSTERS
5725 | PERIMETER DR | 43017-3216 | Active | 52112 | WATTS | 009M2QT | RP | 1.000 | 67730 | NE MECH/FURN ROOM AT WATER METER
5725 | PERIMETER DR | 43017-3216 | Not Required by DOW | 584571 | WILKINS | 720A | PVB | 1.000 | 3622955 | LEFT FRONT
5747 | PERIMETER DR | 43017-3245 | Active | 1149847 | WILKINS | 975 | RP | 2.000 | 67793 | N END MECH/RISER RM ST #100
5747 | PERIMETER DR | 43017-3245 | Active | 12201320 | FEBCO | 876 | DCDA | 4.000 | 67794 | N END MECH/RISER RM ST #100
5747 | PERIMETER DR | 43017-3245 | Active | 16487 | FEBCO | 805YB | DC | 0.750 | 67795 | N END MECH/RISER RM ST #100
5747 | PERIMETER DR | 43017-3245 | Not Required by DOW | 38748 | WATTS | 009QT | RP | 1.500 | 67796 | N END MECH/RISER RM AT WATER METR ST #100
5775 | PERIMETER DR | 43017-3238 | Removed | 1074167REM | WILKINS | 975 XL | RP | 1.500 | 67923 | EAST SIDE OF PARKING LOT AT PIT DRIVE OFF OF VENTURE DR
5775 | PERIMETER DR | 43017-3238 | Active | A013031 | FEBCO | 805Y | DC | 0.750 | 67924 | PIT EAST SIDE OF BLDG.NORTH OF DRIVE OFF VENTURE
5775 | PERIMETER DR | 43017-3238 | Active | 15271 | WATTS | 919QT | RP | 1.500 | 67925 | 1ST FL MECH RM INSIDE BLDG MARKED JANITOR. LBX CODE 1229. LBX UP 8 STPS THEN RT
5775 | PERIMETER DR | 43017-3238 | Active | 9912311413 | FEBCO | 856 | DCDA | 6.000 | 67926 | EAST OUTSIDE IN METER PIT NORTH OF DRIVE OFF VENTURE
5775 | PERIMETER DR | 43017-3238 | Not Required by DOW | 4973302 | WILKINS | 975 XL2 | RP | 1.500 | 3657068 | 1ST FL MECH ROOM INSIDE BLDG
5980 | PERIMETER DR | 43017 | Active | 136056 | WATTS | LF009M2QT | RP | 2.000 | 3641322 | IN HOT BOX AT PIT WEST OF BLDG AT PROP LINE
5980 | PERIMETER DR | 43017 | Active | TK-0209 | AMES | 500-GV | RPDA | 6.000 | 3641342 | IN HOT BOX WEST OF BLDG AT PROP LINE
5980 | PERIMETER DR | 43017 | Active | 83378 | WATTS | LF919QT | RP | 0.750 | 3641343 | IN HOT BOX
6033 | PERIMETER DR | 43017 | Removed | 734429REM | WATTS | 800M4FR | PVB | 1.000 | 68752 | *****REMOVED*****WEST SIDE BY GAS METER - A/C UNITS
6033 | PERIMETER DR | 43017 | Removed | 4503231REM | WILKINS | 975XL2 | RP | 1.500 | 68753 | ***REMOVED*** IN BASEMENT FRONT EAST SIDE -TALMER BANKING
6033 | PERIMETER DR | 43017 | Active | SI-0760 | AMES | COLT 300GV | DCDA | 4.000 | 3638031 | BSMNT MECH/RISER RM BY STAIRS AT WATER METER -BALANCED FAMILY DAYCARE
6033 | PERIMETER DR | 43017 | Active | 53374 | AMES | 2000BM3 | DC | 0.750 | 3638032 | BSMNT MECH/RISER ROOM
6033 | PERIMETER DR | 43017 | Active | 4661718 | WILKINS | 975XL2 | RP | 1.500 | 3638253 | BSMNT MECH/RISER ROOM BALANCED FAMILY DAYCARE
6051 | PERIMETER DR | 43017-3234 | Active | 263992 | WATTS | 909QT | RP | 1.000 | 68805 | FURNACE CLOSET
6105 | PERIMETER DR | 43017 | Active | 00163 | AMES | 4000B | RP | 2.000 | 69019 | BLDG # 7 WEST BREEZEWAY
6105 | PERIMETER DR | 43017 | Active | FD397 | APOLLO/CONBRACO | 40208A2 | RP | 2.000 | 69020 | FIRE RISER ROOM - 6016 IMISHMORE LANE
6105 | PERIMETER DR | 43017 | Active | DL458 | APOLLO/CONBRACO | 40208A2 | RP | 2.000 | 69021 | FIRE RISER ROOM - 6011 CRAUGHWELL LANE
6105 | PERIMETER DR | 43017 | Active | 607423 | WILKINS | 975XL | RP | 2.000 | 69022 | BLDG # 2 EAST BREEZEWAY - 6211 CRAUGHWELL LN
6105 | PERIMETER DR | 43017 | Active | 627609 | WILKINS | 975XL | RP | 2.000 | 69023 | BLDG # 3 EAST BREEZE WAY - 6125 CRAUGHWELL LN
6105 | PERIMETER DR | 43017 | Active | FT748 | APOLLO/CONBRACO | 40208A2 | RP | 2.000 | 69024 | MECH ROOM ACROSS FROM 6118 INISMORE LANE
6105 | PERIMETER DR | 43017 | Active | 953421 | WILKINS | 975XL | RP | 1.500 | 98854 | POOL ROOM - 6185 CRAUGHWELL LN
6160 | PERIMETER DR | 43017 | Active | 310049 | WATTS | 909QT | RP | 1.000 | 69188 | 6146 -CLUBHSE/POOL EQUIP RM PERMTR LAKES APT -NO # PLATE ON BF
6160 | PERIMETER DR | 43017 | Active | 779190 | WILKINS | 720A | PVB | 2.000 | 69189 | FRONT OF PROP METER PIT AT PINE TREES PERMTER LAKES APTS
6160 | PERIMETER DR | 43017 | Due Install |  |  |  | RP | 6.000 | 3656240 | HOT BOX AFTER THE VAULT
6215 | PERIMETER DR | 43017-3228 | Active | W143265 | WILKINS | 975 | RP | 1.000 | 69399 | MECH RM OSD REAR BUILDING
6235 | PERIMETER DR | 43017 | Active | 577993 | WILKINS | 975 | RP | 1.000 | 69442 | MECHANICAL ROOM
6239 | PERIMETER DR | 43017-3289 | Active | 3KM1239 | AMES | 3000SS | DCDA | 4.000 | 69447 | SE MECH/RISER ROOM OUTSIDE DOOR GODDARD'S DAYCARE
6239 | PERIMETER DR | 43017-3289 | Active | 30879 | AMES | 2000B | DC | 0.750 | 69448 | SE MECH/RISER ROOM OUTSDIE DOOR
6239 | PERIMETER DR | 43017-3289 | Active | 589261 | WILKINS | 975XL | RP | 1.000 | 69449 | SE MECH/RISER ROOM AT WATER METER OUTSIDE DOOR
6271 | PERIMETER DR | 43017-3289 | Active | 13237 | WATTS | 919QT | RP | 1.500 | 69534 | BSMNT MECH/FURN ROOM FOR LIMITED FIRE
6400 | PERIMETER DR | 43016-7268 | Active | 240788 | WATTS | 009QT | RP | 2.000 | 69874 | UNDER EAST STAIRWELL
6400 | PERIMETER DR | 43016-7268 | Active | 35923 | WATTS | 009QT | RP | 1.250 | 69875 | EASTSTAIRWELL
6400 | PERIMETER DR | 43016-7268 | Active | A00470 | WATTS | 007QT | DC | 1.500 | 69876 | EAST STAIR WELL
6510 | PERIMETER DR | 43017 | Active | 181180 | AMES | 3000SS | DCDA | 4.000 | 3603175 | S METER ROOM 2ND DOOR FROM WEST
6510 | PERIMETER DR | 43017 | Active | 70975 | AMES | 2000B | DC | 0.750 | 3603665 | S METER ROOM 2ND DOOR FROM WEST
6510 | PERIMETER DR | 43017 | Active | 16509 | WATTS | 919QT | RP | 1.500 | 3603666 | METER ROOM ABOVE DOMESTIC METER
6510 | PERIMETER DR | 43017 | Active | 000747 | WATTS | 909HWM1QT | RP | 2.000 | 3603667 | METER RM S SIDE OF BLDG 2ND DOOR FROM W
6510 | PERIMETER DR | 43017 | Active | 10521 | WATTS | 919AQT | RP | 1.250 | 3603704 | 6540 PERIMETER DR, MECHANICAL ROOM
6600 | PERIMETER DR | 43016-8033 | Active | 254136 | WATTS | 009M2QT | RP | 1.000 | 70347 | MECH ROOM THRU #200 AT WATER MTR
6600 | PERIMETER DR | 43016-8033 | Not Required by DOW | 273320 | WATTS | 009QT | RP | 1.000 | 70348 | MECHANICAL ROOM THRU #200
6620 | PERIMETER DR | 43016-8055 | Active | W208406 | WILKINS | 975XLBMS | RP | 1.500 | 88042 | UTILITY/MECH RM #200 AT WATER METER ORTHODONTIST
6620 | PERIMETER DR | 43016-8055 | Not Required by DOW | W279526 | WILKINS | 975XLBMS | RP | 1.000 | 92087 | IN ST #200 MECH/METER RM 5' ABOVE WTR METER AT SUB METER SERVS #200
6640 | PERIMETER DR | 43016 | Active | 47977C | WILKINS | 375AST | RP | 4.000 | 3657199 | RISER ROOM SW CORNER OF BUILDING OUTSIDE DOOR
6640 | PERIMETER DR | 43016 | Active | 1872670524 | AMES | 2000SS | DC | 4.000 | 3657200 | RISER ROOM SW CORNER OF BUILDING OUTSIDE DOOR
6670 | PERIMETER DR | 43016-8056 | Active | W255483 | WILKINS | 975XLBMS | RP | 1.500 | 89292 | OUTSIDE DOOR LEFT SIDE OF BLDG MARKED "METER ROOM"
6670 | PERIMETER DR | 43016-8056 | Active | V08003 | WILKINS | 350ADA | DCDA | 4.000 | 89293 | OUTSIDE DOOR LEFT SIDE OF BLDG MARKED "METER ROOM"
6670 | PERIMETER DR | 43016-8056 | Active | 2292016 | WILKINS | 950XLD | DC | 0.750 | 89296 | OUTSIDE DOOR. LEFT SIDE OF BLDG. MARKED "METER ROOM"
6670 | PERIMETER DR | 43016-8056 | Not Required by DOW | W255002 | WILKINS | 975XL | RP | 1.500 | 92145 | OUTSIDE DOOR LEFT SIDE OF BLDG MARKED "METER ROOM"
6670 | PERIMETER DR | 43016-8056 | Not Required by DOW | 438222 | WATTS | 909M1QT | RP | 1.500 | 102767 | WATER ROOM EAST SIDE OF BUILDING INSIDE
6670 | PERIMETER DR | 43016-8056 | Not Required by DOW | 437432 | WATTS | 909M1QT | RP | 1.500 | 102768 | WATER ROOM EAST SIDE OF BUILDING INSIDE
6680 | PERIMETER DR | 43016-8030 | Not Required by DOW | 2776810 | WILKINS | 975XLBMS | RP | 1.000 | 94331 | EAST STAIRWAY
6680 | PERIMETER DR | 43016-8030 | Active | W339450 | WILKINS | 975XL | RP | 2.000 | 94332 | EAST STAIRWAY
6700 | PERIMETER DR | 43016 | Active | 089351 | WATTS | LF009M2QT | RP | 1.500 | 3648303 | S HOT BOX SE OFF SERVICE ROAD AT WATER METER
6700 | PERIMETER DR | 43016 | Active | UE-2700 | WATTS | 957RPDA-GV | RPDA | 4.000 | 3648304 | N HOT BOX AT SERVICE ROAD SE
6700 | PERIMETER DR | 43016 | Active | 86047 | WATTS | LF919QT | RP | 0.750 | 3648305 | N HOTBOX FIRE SERVICE BYPASS
6790 | PERIMETER DR | 43016-8050 | Removed | 1169180706REM | AMES | 4000SS | RP | 3.000 | 92708 | REMOVED- HOT BOX BY METER PIT REAR OF COMPLEX
6790 | PERIMETER DR | 43016-8050 | Not Required by DOW | 3845769 | WILKINS | 975XL2 | RP | 1.500 | 92902 | HOT BOX N OF NE 6790 IN EVERGREENS BY PIT/POST RD
6790 | PERIMETER DR | 43016-8050 | Active | 119694 | AMES | 4000SS | RP | 3.000 | 98692 | HOT BOX N OF NE 6790 IN EVERGREENS BY PIT/POST RD
6790 | PERIMETER DR | 43016-8050 | Not Required by DOW | 09156 | WATTS | 919QT | RP | 2.000 | 103520 | 6770 PERIMETER MECH RM DAVITA DIALYSIS
6790 | PERIMETER DR | 43016-8050 | Not Required by DOW | 436498 | WATTS | 909M1QT | RP | 1.500 | 103521 | 6770 PERIMETER MECH RM DAVITA DIALYSIS
6790 | PERIMETER DR | 43016-8050 | Not Required by DOW | 23924 | WATTS | 919QT | RP | 1.000 | 103522 | 6740 PERIMETER MECH RM #100 DERMATOLOGY
6790 | PERIMETER DR | 43016-8050 | Not Required by DOW | 05673 | WATTS | 919 | RP | 0.500 | 103936 | 6780 PERIMETER MECH RM PERIMETER DENTAL
6790 | PERIMETER DR | 43016-8050 | Not Required by DOW | 05665 | WATTS | 919 | RP | 0.500 | 103937 | 6780 PERIMETER MECH RM PERIMETER DENTAL
6790 | PERIMETER DR | 43016-8050 | Not Required by DOW | A00518 | WATTS | 009M2-FP | RP | 1.000 | 103938 | 6780 PERIMETER MECH RM PERIMETER DENTAL
6805 | PERIMETER DR | 43016-8690 | Active | 108567 | AMES | 3000SS | DCDA | 6.000 | 70733 | NW RISER ROOM
6805 | PERIMETER DR | 43016-8690 | Active | B32501 | WILKINS | 375 | RP | 3.000 | 70734 | 1ST FLOOR MECH ROOM
6805 | PERIMETER DR | 43016-8690 | Active | 46298 | WATTS | 007M1QT | DC | 0.750 | 70735 | NW RISER ROOM
6805 | PERIMETER DR | 43016-8690 | Not Required by DOW | 17617 | WATTS | 919ZQT | RP | 0.750 | 87562 | 3RD FLOOR BOILER ROOM
6810 | PERIMETER DR | 43016 | Active | L38702 | WILKINS | 375 | RP | 3.000 | 93457 | MID S MECH RISER RM AT WATER METER
6810 | PERIMETER DR | 43016 | Active | 154881 | AMES | 3000SS | DCDA | 4.000 | 93723 | MID S MECH/RISER ROOM
6810 | PERIMETER DR | 43016 | Active | 52559 | AMES | 2000B | DC | 0.750 | 93724 | MID S MECH/RISER ROOM
6810 | PERIMETER DR | 43016 | Not Required by DOW | 2821841 | WILKINS | 975XL | RP | 1.500 | 95746 | MID S MECH/RISER RM AT SEWER MTR ABOVE WATER MTR IN WALL
6840 | PERIMETER DR | 43016-8047 | Active | 2536039 | WILKINS | 975XL | RP | 1.500 | 90350 | 6850 PERIMETER IN UNIT D -MECH ROOM NW
6840 | PERIMETER DR | 43016-8047 | Active | W150029 | WILKINS | 975XLBMS | RP | 1.500 | 90351 | 6860 PERIMETER Suite C -MECH ROOM SW
6840 | PERIMETER DR | 43016-8047 | Active | 1086781105 | WATTS | 774DCDA | DCDA | 6.000 | 90352 | IN PIT SW CORNER PROP - PROP MGMNT DEVICE
6840 | PERIMETER DR | 43016-8047 | Active | 67502 | WATTS | 007M1QT | DC | 0.750 | 90353 | IN PIT SW CORNER OF PROP - PROP MGMNT DEVICE
6840 | PERIMETER DR | 43016-8047 | Active | 2686503 | WILKINS | 975XL | RP | 1.500 | 92661 | 6840 PERIMETER -BACK MECH ROOM
6840 | PERIMETER DR | 43016-8047 | Removed | 3342131REM | WILKINS | 975XL | RP | 1.500 | 103231 | REMOVED- REAR OF BUILDING WALL ACCESS
6840 | PERIMETER DR | 43016-8047 | Active | 3856263 | WILKINS | 975XL2 | RP | 1.500 | 3603702 | 6880 PERIMETER -MECH ROOM B
6840 | PERIMETER DR | 43016-8047 | Active | 09819 | WATTS | 919QT | RP | 0.500 | 3632691 | 6850 PERIMETER DR UNIT C DENTIST -MECH ROOM
6840 | PERIMETER DR | 43016-8047 | Active | 09699 | WATTS | 919QT | RP | 0.500 | 3632692 | 6850 PERIMETER DR UNIT C DENTIST -MECH ROOM
6840 | PERIMETER DR | 43016-8047 | Due Install |  |  |  | RP | 1.500 | 3632810 | HOT BOX AT METER PIT
4280 | PERIMETER DR UNIT A | 43228-1036 | Active | 85555 | AMES | 2000B | DC | 0.750 | 3626717
4280 | PERIMETER DR UNIT A | 43228-1036 | Active | 110116071021 | AMES | 3000SS | DCDA | 8.000 | 3652036
6600 | PERIMETER LOOP | 43017-3204 | Active | 55058 | WATTS | 009QT | RP | 1.000 | 70349 | WEST WALL BY METER REPAIR BAY
6241 | PERIMETER LOOP DR | 43017-3289 | Active | 19029 | WATTS | 009QT | RP | 1.500 | 69457 | BOILER ROOM
6241 | PERIMETER LOOP DR | 43017-3289 | Active | W373288 | WILKINS | 975XL | RP | 0.500 | 69458 | FURNANCE RM - 6251 PERIMETER DR - SIZE 1/2"
6241 | PERIMETER LOOP DR | 43017-3289 | Active | W372058 | WILKINS | 975XL | RP | 0.500 | 69459 | FURNANCE RM - 6251 PERIMETER DR, SIZE 1/2"
6320 | PERIMETER LOOP RD | 43017-3259 | Active | 4877631 | WILKINS | 975XL | RP | 1.500 | 69721 | RIGHT FRONT MECH/RISER RM OUTSIDE DR
6320 | PERIMETER LOOP RD | 43017-3259 | Active | NI-1588 | AMES | COLT 200 | DCDA | 4.000 | 3603484 | RIGHT FRONT MECH/RISER RM OUTSIDE DR
6320 | PERIMETER LOOP RD | 43017-3259 | Active | 31538 | AMES | 2000BM3 | DC | 0.750 | 3603485 | RIGHT FRONT MECH/RISER RM OUTSIDE DR
6320 | PERIMETER LOOP RD | 43017-3259 | Not Required by DOW | B113232 | WILKINS | 720A | PVB | 0.750 | 3639608
6335 | PERIMETER LOOP RD | 43017-3207 | Not Required by DOW | B22252 | WILKINS | 975 | RP | 3.000 | 69734 | BACK NE THRU PARTS DEPT BKFL RISER AREA
6335 | PERIMETER LOOP RD | 43017-3207 | Removed | 125715REM | WATTS | 007QT | DC | 0.750 | 69735 | PIT (NE)
6335 | PERIMETER LOOP RD | 43017-3207 | Removed | 3JM0456REM | AMES | 3000SS | DCDA | 6.000 | 69736 | PIT E SIDE OF ENTRANCE VENTURA DR N OF VOLKSWGN PARTS DOOR
6335 | PERIMETER LOOP RD | 43017-3207 | Removed | 381234REM | WILKINS | 720A | PVB | 1.500 | 69737 | ***REMOVED*** EAST SIDE OF LOT BESIDE METER PIT
6335 | PERIMETER LOOP RD | 43017-3207 | Not Required by DOW | 4054037 | WATTS | 009M2QT | RP | 1.000 | 69738 | CAR WASH NORTH SIDE OF BUILDING
6335 | PERIMETER LOOP RD | 43017-3207 | Removed | 3583917REM | WILKINS | 975XLBMS | RP | 2.000 | 90622 | ***REMOVED*** SRVCE AREA LND RVR GRGE 6325 PRMTR LP
6335 | PERIMETER LOOP RD | 43017-3207 | Active | UE-1428 | WATTS | 957 | RP | 3.000 | 3639571 | IN HOT BOX AT PIT VENTURE DR ENTRANCE
6335 | PERIMETER LOOP RD | 43017-3207 | Active | UI-0613 | AMES | COLT 300GV | RPDA | 6.000 | 3646930 | IN HOT BOX AT PIT VENTURE DR ENTRANCE
6335 | PERIMETER LOOP RD | 43017-3207 | Active | 86283 | WATTS | LF919QT | RP | 0.750 | 3648821 | IN HOT BOX AT PIT VENTURE DR
6350 | PERIMETER LOOP RD | 43017 | Active | 0101041350 | FEBCO | 876V | DCDA | 4.000 | 69758 | SPRINKLER RISER ROOM SE SIDE OF THE BUILDING
6350 | PERIMETER LOOP RD | 43017 | Not Required by DOW | 1289698 | WILKINS | 975XL | RP | 1.500 | 69759 | MECH ROOM EAST SIDE OF BUILDING
6350 | PERIMETER LOOP RD | 43017 | Active | 16335 | FEBCO | 805 | DC | 0.750 | 69760 | SPRINKLER RISER ROOM SE SIDE OF THE BUILDING
6350 | PERIMETER LOOP RD | 43017 | Active | 59691 | WILKINS | 975XL | RP | 1.500 | 69761 | MECH ROOM EASTSIDE OF BUILDING ...CLOSET OFF OF SHOWROOM
6400 | PERIMETER LOOP RD | 43017 | Active | 218687 | WATTS | 009QT | RP | 2.000 | 69877 | IN PARTS AREA
6400 | PERIMETER LOOP RD | 43017 | Not Required by DOW | 757020 | WILKINS | 975 | RP | 1.000 | 69878 | LOCATED IN THE GARAGE AT THE CAR WASH AREA
6400 | PERIMETER LOOP RD | 43017 | Not Required by DOW | 9083 | FEBCO | 765 | PVB | 1.500 | 69879 | IN THE PARTS ROOM OF THE 6400 BUILDING EAST END OF ROOM
6400 | PERIMETER LOOP RD | 43017 | Not Required by DOW | 4309949 | WILKINS | 975 | RP | 2.000 | 69880 | INSIDE CAR WASH ON S WALL
6520 | PERIMETER LOOP RD | 43017 | Active | 03551 | WATTS | 009QT | RP | 1.500 | 70164 | METER/RISER ROOM THRU GARAGE THRU MENS LOOKER RM AT WATER METER
6520 | PERIMETER LOOP RD | 43017 | Not Required by DOW | 60401 | WATTS | 009QT | RP | 1.500 | 70165 | METER ROOM BY CAR WASH AT DEDUCT METER
6520 | PERIMETER LOOP RD | 43017 | Active | 11040360223 | AMES | 3000SS | DCDA | 4.000 | 3630227 | METER/RISER ROOM BEHIND MENS LOCKER ROOM
6520 | PERIMETER LOOP RD | 43017 | Active | 87649 | AMES | 2000B | DC | 0.750 | 3654263 | METER/RISER ROOM BEHIND MENS LOCKER ROOM
6580 | PERIMETER LOOP RD | 43017-3203 | Active | 47326 | WATTS | 009QT | RP | 1.000 | 70275 | BACK ROOM AT METER
6597 | PERIMETER LOOP RD | 43017 | Active | 101601 | WATTS | 009QT | RP | 2.000 | 70292 | 7040 HOSPITAL -NW CORNER OF STORE AT PVT METER -CAM
6597 | PERIMETER LOOP RD | 43017 | Active | 122734 | WATTS | 007QT | DC | 1.000 | 70293 | 6850 HOSPITAL DR N MECH RM TIM HORTON OSD LIMTD AREA FIRE
6597 | PERIMETER LOOP RD | 43017 | Active | 16937 | WILKINS | 975 | RP | 3.000 | 70294 | 6435 -IN MECHANICAL ROOM OF 6435--BY RESTROOMS - CAM
6597 | PERIMETER LOOP RD | 43017 | Active | 176038 | WATTS | 709 | DC | 4.000 | 70295 | 7070 HOSPITAL, NW BK DR RISER AREA IN HALLMARK CASTO DEVICE CAM
6597 | PERIMETER LOOP RD | 43017 | Active | 176039 | WATTS | 709 | DC | 4.000 | 70296 | SPRINKLER RISER CAM
6597 | PERIMETER LOOP RD | 43017 | Active | 29402 | WATTS | 009M2QT | RP | 1.500 | 70297 | 6850 HOSPITAL DR -N MECH RM TIM HORTON OSD # HARD TO READ
6597 | PERIMETER LOOP RD | 43017 | Active | 2HM0981 | AMES | 2000CIV | DC | 4.000 | 70298 | 7040 HOSPITAL -NW CORNER OF METER RM -CAM
6597 | PERIMETER LOOP RD | 43017 | Active | 1344449 | AMES | 4000SS | RP | 6.000 | 70299 | 7100 HOSPTL -DOCK NW CORNER RISER BACK DOCK KROGERS
6597 | PERIMETER LOOP RD | 43017 | Active | 506889 | WILKINS | 975 | RP | 2.000 | 70300 | BACK OF BLDG ON NE SIDE (REAR OF 6545) CAM
6597 | PERIMETER LOOP RD | 43017 | Active | 506892 | WILKINS | 975 | RP | 2.000 | 70301 | 6595 HOSPITAL -NW BLDG BY MOP SINK B-W 3
6597 | PERIMETER LOOP RD | 43017 | Active | 507516 | WILKINS | 975 | RP | 2.000 | 70302 | 7070 HOSPITAL-NW @ BK DR RISER AREA HALLMARK -CASTO DEVICE CAM
6597 | PERIMETER LOOP RD | 43017 | Active | 4681482 | WILKINS | 975XL2TCU | RP | 2.000 | 70303 | 6850 HOSPITAL DR -N MECH RM TIM HORTON OSD
6597 | PERIMETER LOOP RD | 43017 | Active | 93457 | WATTS | 009M1QT | RP | 2.00 | 70304 | 7100 HOSPITAL -REAR LOADING DOCK AT PRIVATE WTR METER KROGERS
6597 | PERIMETER LOOP RD | 43017 | Active | A009554 | FEBCO | 825YA | RP | 2.000 | 70306 | AT METER PIT BEHIND 6595 BUFFALO WINGS CAM
6597 | PERIMETER LOOP RD | 43017 | Active | CR682 | APOLLO/CONBRACO | 40208A2 | RP | 2.000 | 95030 | ABOVE CEILING FOOT LOCKER CAM
6597 | PERIMETER LOOP RD | 43017 | Removed | 60512REM | WATTS | 008PCQT | PVB | 0.500 | 96825 | 7100 HOSPITAL DR DELI SINK KROGER
6597 | PERIMETER LOOP RD | 43017 | Active | 29013 | WATTS | 008PCQT | PVB | 0.500 | 96826 | 7100 HOSPITAL PRODUCE SINK KROGER
6597 | PERIMETER LOOP RD | 43017 | Active | 56334 | WATTS | 008PCQT | PVB | 0.500 | 96827 | 7100 HOSPITAL -BAKERY DEPT @ SINK, KROGER
6597 | PERIMETER LOOP RD | 43017 | Removed | 7071163REM | WILKINS | 975XLBMS | RP | 0.750 | 97182 | REMOVED- AT METER
6597 | PERIMETER LOOP RD | 43017 | Replaced | REPCB075350 | FEBCO | 765 | PVB | 1.000 | 97183 | REPLACED- BY BK DR BY GAS BURGER KING 6315 HOSPITAL DR
6597 | PERIMETER LOOP RD | 43017 | Active | 48597 | WATTS | 008PCQT | PVB | 0.500 | 97760 | 7100 HOSPITAL - SEAFOOD SINK KROGER
6597 | PERIMETER LOOP RD | 43017 | Removed | 18121REM | WATTS | LF008PCQT | SVB | 0.500 | 97761 | 7100 HOSPITAL MEAT PREP SINK KROGER
6597 | PERIMETER LOOP RD | 43017 | Removed | 29492REM | WATTS | 009M2QT | RP | 1.500 | 99677 | REMOVED- MECHANIC ROOM AT METER
6597 | PERIMETER LOOP RD | 43017 | Active | 1071163 | WILKINS | 975XL | RP | 1.500 | 101616 | 6315 HOSPITAL -BURGER KING-NW BY PVT SUB MTR & SODA DIPENSER & CO2
6597 | PERIMETER LOOP RD | 43017 | Active | 59263 | WATTS | 008PCQT | PVB | 0.500 | 3606219 | 7100 HOSPITAL WOMEN'S RESTRM KROGER
6597 | PERIMETER LOOP RD | 43017 | Active | 46616 | WATTS | 008PCQT | PVB | 0.500 | 3606220 | 7100 HOSPITAL, MEN'S RESTRM KROGER
6597 | PERIMETER LOOP RD | 43017 | Removed | 10572REM | WATTS | 008PCQT | SVB | 0.500 | 3606221 | REMOVED- 7100 HOSPITAL, DELI SINK KROGER
6597 | PERIMETER LOOP RD | 43017 | Removed | CB100518REM | WILKINS | 720A | PVB | 1.000 | 3611811 | 6315 HOSPITAL BURGER KING -BY BK DR BY GAS METER
6597 | PERIMETER LOOP RD | 43017 | Due Install |  |  |  | RP | 4.000 | 3636121 | IN HOT BOX AT PIT BY NW ENTRANCE
6597 | PERIMETER LOOP RD | 43017 | Due Install |  |  |  | RPDA | 8.000 | 3636122 | AT PIT BY NW ENTRANCE
6597 | PERIMETER LOOP RD | 43017 | Active | ABS9344 | WILKINS | 975XL2 | RP | 0.750 | 3653441 | 6435 PERIMETER DRIVE DUBLIN OHIO 43016 in suite 01060
6665 | PERIMETER LOOP RD | 43017-3210 | Active | 01411 | AMES | 4000B | RP | 1.500 | 70455 | SW MECH AREA AT/ABOVE WATER METER LIMITED FIRE
6665 | PERIMETER LOOP RD | 43017-3210 | Not Required by DOW | H070115 | FEBCO | 765 | PVB | 0.750 | 70456 | SOUTH WEST RIGHT OF BACK DOOR LOOK HIGH
6665 | PERIMETER LOOP RD | 43017-3210 | Active | 65005 | WATTS | 009M2QT | RP | 1.500 | 70457 | SW MECH AREA AT WATER METER
6665 | PERIMETER LOOP RD | 43017-3210 | Not Required by DOW | 1296557 | WILKINS | 975XL | RP | 0.750 | 99594 | BY ICE MAKER - KITCHEN
6695 | PERIMETER LOOP RD | 43017-3210 | Active | FL359 | APOLLO/CONBRACO | 4020702 | RP | 1.500 | 70496 | BACK MECH AREA BY BACK DOOR AT WATER METER
6695 | PERIMETER LOOP RD | 43017-3210 | Not Required by DOW | AC7239 | FEBCO | 765 | PVB | 1.500 | 70497 | REAR--SERIAL #AC7239 BY BACK DOOR
6695 | PERIMETER LOOP RD | 43017-3210 | Not Required by DOW | 3638490 | Wilkins | 975xl | RP | 1.500 | 70498 | 2 FEET LEFT OF SIDE DOOR PRESSURE DIFFERENTIAL
6695 | PERIMETER LOOP RD | 43017-3210 | LPS - Active |  |  |  | LPC |  | 3636168 | DOMESTIC PUMP - AT METER SETTING
6700 | PERIMETER LOOP RD | 43017 | Active | 148102 | WATTS | 909 | RP | 3.000 | 70516 | 6700 BEHIND G.EAGLE -REAR OF BLDG RISER ROOM Outside Door DDR
6700 | PERIMETER LOOP RD | 43017 | Removed | 279993REM | WILKINS | 975XL | RP | 1.000 | 70517 | REMOVED- ABOVE CEILING IN BAKERY NORTHWEST CORNER
6700 | PERIMETER LOOP RD | 43017 | Removed | 37081REM | WATTS | 007QT | DC | 1.000 | 70518 | REMOVED- STORAGE ROOM BY DEDUCT METER, REVCO 6728 PERIMETER LOOP
6700 | PERIMETER LOOP RD | 43017 | Removed | 40254REM | AMES | 4000SS | RP | 2.500 | 70519 | REMOVED- SOUTH MEZZANINE ENTRANCE STOCK ROOM AREA
6700 | PERIMETER LOOP RD | 43017 | Removed | 41362REM | AMES | 4000SS | RP | 4.000 | 70520 | REMOVED- NR NORTH WALL/ENTRANCE TO GARDEN CENTER ABOVE CEILING
6700 | PERIMETER LOOP RD | 43017 | Active | 4BK025A | AMES | 4000SS | RP | 2.500 | 90519 | G EAGLE #6520 -STOCK AREA 25' OVERHEAD (NEED SCISSOR LIFT) BY DAIRY CEILING
6700 | PERIMETER LOOP RD | 43017 | Active | 3673898 | WILKINS | 975XL | RP | 1.500 | 102367 | 6700 G EAGLE #6520 JANITOR/MOP SINK IN SE/AREA MAIN ENTRNCE
6700 | PERIMETER LOOP RD | 43017 | Removed | K1308REM | AMES | 4000SS | RP | 4.000 | 104023 | REMOVED- ABOVE CEILING BY EATING AREA RESTROOM
6700 | PERIMETER LOOP RD | 43017 | Not Required by DOW | A279413 | WILKINS | 375 | RP | 0.750 | 3613794 | 6708 PERIMETER LP -DENTIST MECH ROOM BY HWT
6700 | PERIMETER LOOP RD | 43017 | Active | 9225D | WILKINS | 375ASTDA | RPDA | 8.000 | 3632656 | BACK RISER/METER ROOM DOOR BEHIND G.EAGLE Outside Door
6700 | PERIMETER LOOP RD | 43017 | Active | ABA30826 | WILKINS | 975XL2 | RP | 0.750 | 3655231 | RISER ROOM. OSD. REAR OF BLDG... GIANT EAGLE
6725 | PERIMETER LOOP RD | 43017-3200 | Active | B178749 | WILKINS | 375XL | RP | 0.750 | 70557 | IN MECH ROOM OF CAR WASH
6725 | PERIMETER LOOP RD | 43017-3200 | Active | 4618775 | WILKINS | 975XL2 | RP | 1.000 | 70558 | IN MECHANICAL ROOM OF CAR WASH
6725 | PERIMETER LOOP RD | 43017-3200 | Removed | A007721REM | WILKINS | 720A | PVB | 1.000 | 70559 | REMOVED- CAR WASH
6725 | PERIMETER LOOP RD | 43017-3200 | Due Install |  |  |  | RP | 1.500 | 3636118 | BACK BEHIND DOOR BY OFFICE AT WATER METER
6764 | PERIMETER LOOP RD | 43017 | Active | AMA15337 | WILKINS | 975XL3 | RP | 2.000 | 70612 | REAR MECH/METR ROOM ..DOOR LABELED "RA" , STORE FRONTS
6784 | PERIMETER LOOP RD | 43017 | Not Required by DOW | 15268 | WATTS | 009QT | RP | 1.000 | 70675 | REAR CENTER OF BLDG BY METER SETTING IN MECHANICAL ROOM
6784 | PERIMETER LOOP RD | 43017 | Active | ACG5996 | WILKINS | 975XL2 | RP | 2.000 | 70676 | BACK MECH/METER ROOM RA DOOR AT WATER METER, RETAIL STORE FRONTS
6810 | PERIMETER LOOP RD | 43017-3212 | Active | 757051 | WILKINS | 975XLBMS | RP | 1.000 | 70746 | SE BY MOP SINK AT WATER METER
6810 | PERIMETER LOOP RD | 43017-3212 | Not Required by DOW | T074348 | WILKINS | 720A | PVB | 0.750 | 70747 | OUTSIDE SOUTH SIDE OF BUILDING
6820 | PERIMETER LOOP RD | 43017 | Active | 389516 | WATTS | 009M3QT | RP | 0.750 | 70761 | MECH ROOM ACROSS FROM RESTROOM AT WATER METER
6820 | PERIMETER LOOP RD | 43017 | Not Required by DOW | T231716 | WILKINS | 720-A | PVB | 0.750 | 70762 | RIGHT SIDE OF BUILDING under elec mtr
6830 | PERIMETER LOOP RD | 43017-3243 | Active | 149377 | WILKINS | 720A | PVB | 1.000 | 70784 | MID E STORAGE AFT WATER MTR FOR IRRIG -MCDONALDS
4515 | PERRIN ST | 43123-8134 | Active | T041399 | WILKINS | 720A | PVB | 0.750 | 100431 | LEFT SIDE
6850 | PERRY DR | 43085-2816 | Active | T232711 | WILKINS | 720A | PVB | 0.750 | 3506759 | RIGHT SIDE OF HOUSE
6864 | PERRY DR | 43085-2816 | Active | EAF5649 | WILKINS | 720A | PVB | 0.750 | 99631 | FRONT WEST CORNER - OUTSIDE
6907 | PERRY DR | 43085-2815 | Active | T635793 | WILKINS | 720A | PVB | 1.000 | 94248 | FRONT OF HOUSE RIGHT OF FRONT DOOR
6959 | PERRY DR | 43085-2815 | Active | CB636489 | WILKINS | 720A | PVB | 0.750 | 3506772
6991 | PERRY DR | 43085-2815 | Active | 628805 | WATTS | 800M4QT | PVB | 1.000 | 71109 | NE CORNER IN BOX
7003 | PERRY DR | 43085-2815 | Active | DL9946 | FEBCO | 765 | PVB | 0.750 | 94252 | LEFT SIDE OF HOUSE
7015 | PERRY PL | 43085-2882 | Active | G044114 | WILKINS | 720A | PVB | 0.750 | 3506779 | Right Side of House
7024 | PERRY PL | 43085-2881 | Active | 18717 | FEBCO | 765 | PVB | 1.000 | 71292 | WEST SIDE OF HOUSE
994 | PERRY ST | 43201-3453 | Active | F021228 | WILKINS | 720A | PVB | 0.750 | 97880 | LEFT CENTER
100 | PERRY ST | 43201-3379 | Active | EAA0498 | WILKINS | 720 | PVB | 0.750 | 3598876 | LEFT MIDDLE
1010 | PERRY ST | 43201-3340 | Active | T189005 | WILKINS | 720A | PVB | 0.750 | 3598331 | LEFT
1050 | PERRY ST | 43201-3340 | Active | EAC0642 | WILKINS | 720A | PVB | 0.750 | 3598329
1058 | PERRY ST | 43201-3340 | Active | T231708 | WILKINS | 720A | PVB | 0.750 | 3598334 | LEFT SIDE OF THE HOUSE
1187 | PERRY ST | 43201 | Active | TH-0014 | WATTS | 957 | RP | 4.000 | 3644841 | IN HOT BOX
1187 | PERRY ST | 43201 | Active | 1155431119 | WATTS | 774 | DCDA | 8.000 | 3647063 | VAULT EAST OF HOTBOX
1187 | PERRY ST | 43201 | Active | 29879 | WATTS | 007MI-QT | DC | 0.750 | 3647064 | VAUGHT EAST OF HOTBOX
1199 | PERRY ST | 43201-3343 | Inactive | 1124510608 | WATTS | 774 | DC | 4.000 | 97354 | PIT SE - 505 KING AVE
1199 | PERRY ST | 43201-3343 | Inactive | 18114 | WATTS | 007M2QT | DC | 0.750 | 97355 | PIT SE - 505 KING AVE
1199 | PERRY ST | 43201-3343 | Replaced | A41042REP | WATTS | 009M1PCQT | RP | 2.000 | 102371 | REPLACED - HOT BOX
1199 | PERRY ST | 43201-3343 | Inactive | 23100 | WATTS | 919QT | RP | 2.000 | 104116 | OUTSIDE IN AN APPROVED INSULATION BOX
1259 | PERRY ST | 43201 | Active | 30910C | WILKINS | 375AST | RP | 3.000 | 3651536 | METER ROOM NORTH
1259 | PERRY ST | 43201 | Not Required by DOW | 191230 | WATTS | LF009M2QT | RP | 2.000 | 3653247 | METER ROOM NORTH
1259 | PERRY ST | 43201 | Active | WI-1355 | AMES | 300-GV | DCDA | 6.000 | 3653726 | METER ROOM NORTH
1259 | PERRY ST | 43201 | Active | 70884 | AMES | 2000BM3 | DCDA | 0.750 | 3653830 | METER ROOM NORTH
1531 | PERRY ST | 43201-2672 | Active | ACG3804 | WILKINS | 975XL2 | RP | 1.500 | 3506815 | NE UNIT/OFFICE MECH/RISER/FURN ROOM AT WATER METER
1531 | PERRY ST | 43201-2672 | Active | VJ-0896 | AMES | COLT 300GV | DCDA | 4.000 | 3650929 | NE UNIT/ OFFICE MECH/RISER ROOM
1531 | PERRY ST | 43201-2672 | Active | 66070 | AMES | 2000BM3 | DC | 0.750 | 3651778 | NE UNIT/ OFFICE MECH/RISER ROOM
2481 | PETZINGER RD | 43209-4018 | Not Required by DOW | 05391 | WATTS | 009QT | RP | 1.000 | 58427 | BACK ROOM MECHANICAL ROOM
2481 | PETZINGER RD | 43209-4018 | Active | 08824 | WATTS | 009QT | RP | 1.000 | 58428 | BACK ROOM MECH. ROOM
2525 | PETZINGER RD | 43209-3447 | Active | 34260 | WATTS | LF008PC | SVB | 0.500 | 3506916 | ABOVE SINK IN KITCHEN
2525 | PETZINGER RD | 43209-3447 | Due Install |  |  |  | RP | 1.000 | 3640838
2555 | PETZINGER RD | 43209-3447 | Active | 29966 | WATTS | 009M2QT | RP | 0.750 | 58629 | AT WATER METER
2770 | PETZINGER RD | 43209-4017 | Active | 4075228 | WILKINS | 975XL2 | RP | 0.750 | 3609885 | FRONT BASEMENT WALL
2011 | PEVENSEY CT | 43220-4819 | Active | T131899 | WILKINS | 720A | PVB | 0.750 | 103321 | RIGHT SIDE OF HOUSE
2020 | PEVENSEY CT | 43220-4819 | Active | 010905 | WATTS | 800QT | PVB | 0.750 | 94255 | BACK OF HOUSE
3650 | PEVENSEY DR | 43220-4821 | Active | 666418 | RAINBIRD | 100 | PVB | 1.000 | 61377 | LEFT FRONT CORNER
3663 | PEVENSEY DR | 43220-4820 | Active | T505098 | WILKINS | 720A | PVB | 0.750 | 94256 | RIGHT SIDE OF HOUSE
3673 | PEVENSEY DR | 43220-4820 | Active | 383387 | WATTS | 800QT | PVB | 1.000 | 61443 | LEFT SIDE BY A/C
3688 | PEVENSEY DR | 43220-4821 | Active | H142419 | FEBCO | 765 | PVB | 1.000 | 103134 | RIGHT SIDE OF HOUSE
6564 | PFEIFER ASH DR | 43110 | Active | ABJ451 | WILKINS | 710 | PVB | 0.750 | 3656718 | RIGHT SIDE OF HOME
1309 | PHALE D HALE DR | 43203 | Active | RB-1960 | WATTS | 957 | RP | 4.000 | 3626573 | MTR BLDG NW PARKING LOT AT WATER MTR
1309 | PHALE D HALE DR | 43203 | Active | 1891570716 | AMES | 2000SS | DCDA | 6.000 | 3626574 | MTR BLDG NW PARKING LOT
1309 | PHALE D HALE DR | 43203 | Active | 25751 | WATTS | 007M1QT | DC | 0.750 | 3626575 | MTR BLDG NW PARKING LOT
1329 | PHALE D HALE DR | 43203 | Active | SC-1266 | WATTS | 597 | RP | 3.000 | 3635980 | AT PHALE D HALE AND WINTER IN HOTBOX
1329 | PHALE D HALE DR | 43203 | Active | 1101846122 | AMES | 3000SS | DCDA | 4.000 | 3635981 | HOTBOX NORTHEAST OF LOT
1329 | PHALE D HALE DR | 43203 | Active | 407026 | WATTS | 007M3QT | DC | 0.750 | 3635982 | FIRE SIDE CAR
7453 | PHAROAH DR | 43016-7059 | Active | CAA40971 | WILKINS | 720A | PVB | 0.750 | 72017 | LEFT FRONT
7460 | PHAROAH DR | 43016-7060 | Active | 903297 | WILKINS | 720A | PVB | 0.750 | 72032 | LEFT SIDE OF HOUSE
7461 | PHAROAH DR | 43016-7059 | Active | 481089 | APOLLO/CONBRACO | 100 | PVB | 0.750 | 91732 | RIGHT HAND SIDE
2823 | PHEASANT FIELD DR | 43026-7706 | Active | CH2239 | FEBCO | 765 | PVB | 0.750 | 59383 | LEFT SIDE OF HOUSE
2830 | PHEASANT FIELD DR | 43026-7707 | Active | CB555988 | WILKINS | 720A | PVB | 0.750 | 88267 | Right side of house
2887 | PHEASANT FIELD DR | 43026-7706 | Active | F006231 | WILKINS | 720A | PVB | 0.750 | 97516 | R.H. side
67 | PHEASANTVIEW CT | 43213- | Active | 100962 | AMES | 4000SS | RP | 3.000 | 70506 | 5380 E BROAD, RISER ROOM OFF 600 HALL
67 | PHEASANTVIEW CT | 43213- | Active | 103711 | AMES | 4000SS | RP | 3.000 | 70507 | 5380 E BROAD, FRONT RISER ROOM AT MAIN ENTRANCE/OFFICES
67 | PHEASANTVIEW CT | 43213- | Active | B34416 | WILKINS | 975 | RP | 3.000 | 70508 | 5380 E BROAD, FRONT RISER ROOM AT MAIN ENTRANCE/OFFICES
67 | PHEASANTVIEW CT | 43213- | Not Required by DOW | B34650 | WILKINS | 975 | RP | 3.000 | 70509 | 5380 E BROAD. RISER ROOM OFF 600 HALL
67 | PHEASANTVIEW CT | 43213- | Active | YK-1091 | AMES | COLT 400 | RP | 6.000 | 3629578 | HOT BOX AT PIT S OF ENTRANCE DRVWAY, E OF CARDINAL PARK
75 | PHELPS CLOSE | 43054 | Active | 128492 | WILKINS | 420 | PVB | 1.000 | 72135 | WEST SIDE OF FRONT
7507 | PHELPS CLOSE | 43054-8401 | Active | H679229 | FEBCO | 765 | PVB | 0.750 | 72140 | LEFT SIDE OF HOUSE
7514 | PHELPS CLOSE | 43054-8402 | Active | 310623 | WATTS | 800M4QT | PVB | 1.000 | 72151 | EXTERIOR OR HOUSE RIGHT FRONT CORNER
7517 | PHELPS CLOSE | 43054-8401 | Active | 246315 | CONBRACO | PVB | PVB | 0.750 | 72159 | N. E. CORNER BACK OF HOUSE
300 | PHILLIPI RD | 43228-1310 | Active | 16813 | WATTS | 909 | RP | 4.000 | 59717 | BLDG 200 INSIDE ON 1ST FLOOR BHND STORAGE TANKS NXT TO BOILER
300 | PHILLIPI RD | 43228-1310 | Active | 4D00591 | AMES | 4000SS | RP | 4.000 | 59719 | IN WAREHOUSE (UA WALL COLUMN# 70)
300 | PHILLIPI RD | 43228-1310 | Active | 460490 | WATTS | 009M3QT | RP | 0.750 | 88741 | NEAR BOILER E-55 COLUMN
300 | PHILLIPI RD | 43228-1310 | Active | L29125 | WILKINS | 375 | RP | 8.000 | 89197 | GROUND FLOOR OUT OF BLDG AT S END OF COMPLEX
300 | PHILLIPI RD | 43228-1310 | Active | L29131 | WILKINS | 375 | RP | 10.000 | 89198 | SUB-GRADE OF BLDG AT THE S END OF COMPLEX
300 | PHILLIPI RD | 43228-1310 | Active | 303855 | WATTS | 909M1QT | RP | 2.000 | 89944 | 3RD FLOOR MECH ROOM
300 | PHILLIPI RD | 43228-1310 | Active | W604446 | WATTS | 909QT | RP | 0.750 | 98597 | 200 PHILLIPI RD, COLUMN #T107 2ND FLOOR
300 | PHILLIPI RD | 43228-1310 | Active | 170573 | AMES | 2000SS | DC | 10.000 | 101716 | 500 PUMP HOUSE
300 | PHILLIPI RD | 43228-1310 | LPS - Active |  |  |  | LST |  | 3636566 | FIRE PUMP - FIRE PUMP HOUSE
500 | PHILLIPI RD | 43228-9006 | Due Install |  |  |  | RP | 10.000 | 3507114 | METER PIT NORTHWEST CORNER OF PROPERTY NEAR PHILLIPI AND RAILROAD TRACKS
500 | PHILLIPI RD | 43228-9006 | LPS - In Review |  |  |  | LPC |  | 3639360
580 | PHILLIPI RD | 43228-1001 | Active | 56558 | WATTS | 009QT | RP | 1.500 | 67980 | NEXT TO WATER METER ON NORTH SIDE OF BLDG
810 | PHILLIPI RD | 43228- | Due Install |  |  |  | DCDA | 8.000 | 3605733
513 | PHILLIPS RUN | 43110-8754 | Active | 79909 | WATTS | 800M2QT | PVB | 0.750 | 66106 | RIGHT SIDE OF HOME
2914 | PHOENIX AVE | 43026-8536 | Active | CAA28945 | WILKINS | 720A | PVB | 0.750 | 3507142
6351 | PHOENIX PARK DR | 43016 | Active | 32042 | WATTS | 800QT | PVB | 0.750 | 94257 | BACK OF HOUSE
6360 | PHOENIX PARK DR | 43016 | Active | G215748 | WILKINS | 720A | PVB | 0.750 | 97073 | RIGHT SIDE
6363 | PHOENIX PARK DR | 43016-8611 | Active | A13085 | FEBCO | 765 | PVB | 1.000 | 94258 | LEFT SDIE OF HOUSE
6375 | PHOENIX PARK DR | 43016-8611 | Active | HC2154 | FEBCO | 765 | PVB | 1.000 | 94259 | LEFT SIDE OF HOUSE
6387 | PHOENIX PARK DR | 43016 | Active | 375321 | WILKINS | 720A | PVB | 0.750 | 69836 | RIGHT SIDE OF HOUSE
6408 | PHOENIX PARK DR | 43016 | Active | 102814 | WILKINS | 420 | PVB | 0.750 | 94260 | RIGHT CENTER
9015 | PICARDY CT | 43017 | Active | ABA35695 | WILKINS | 975 | RP | 1.000 | 93012 | LEFT CANTER NEAR AC UNIT
9035 | PICARDY CT | 43017 | Active | 325088 | APOLLO/CONBRACO | PVB | PVB | 0.750 | 101323 | RIGHT REAR OF HOUSE
9058 | PICARDY CT | 43017 | Active | 09687 | WATTS | 800M4QT | PVB | 0.750 | 89904 | LEFT SIDE
2197 | PICKET POST LN | 43220-2978 | Active | T201282 | WILKINS | 720A | PVB | 1.000 | 101424 | RIGHT SIDE
2200 | PICKET POST LN | 43220-2918 | Active | 606942 | RAINBIRD | 100 | PVB | 1.000 | 87134 | OUTSIDE
2212 | PICKET POST LN | 43220-2918 | Active | CB629331 | Wilkins | 720A | PVB | 0.750 | 3507238 | Right side of house
2226 | PICKET POST LN | 43220-2918 | Active | G086190 | WILKINS | 720A | PVB | 1.000 | 94261 | LEFT SIDE OF HOUSE
2238 | PICKET POST LN | 43220-2918 | Active | T191463 | WILKINS | 720 | PVB | 0.750 | 3507242 | RIGHT SIDE OF HOUSE
2251 | PICKET POST LN | 43220-2917 | Active | 117546 | FEBCO | 765 | PVB | 1.000 | 57778 | LEFT SIDE OF HOUSE
2280 | PICKET POST LN | 43220-2918 | Active | G104473 | WILKINS | 720A | PVB | 1.000 | 57837 | SOUTH SIDE MIDDLE BY ELECTRIC METER RIGHT CENTER
2283 | PICKET POST LN | 43220-2917 | Active | 352265 | WATTS | 800 M4 | PVB | 0.750 | 94262 | LEFT SIDE OF HOUSE
2291 | PICKET POST LN | 43220-2917 | Active | 41192 | RAINBIRD | 100 | DC | 1.000 | 88640 | BASEMENT
1 | PICKETT PL | 43054-8415 | Active | 560419 | WATTS | 800M2QT | PVB | 1.000 | 53506 | LEFT SIDE OF HOUSE
2 | PICKETT PL | 43054-8415 | Active | 251232 | WILKINS | 420 | PVB | 1.000 | 56921 | FRONT - RIGHT OF DOOR
3 | PICKETT PL | 43054-8415 | Active | Hc80453 | FEBCO | 765 | PVB | 0.750 | 59680 | RIGHT SIDE OF HOUSE
4 | PICKETT PL | 43054-8415 | Replaced | REP146236 | WILKINS | 420 | PVB | 0.750 | 62493 | REPLACED- LEFT SIDE
4 | PICKETT PL | 43054-8415 | Active | HB30113 | FEBCO | 765 | PVB | 0.750 | 3609780 | LEFT SIDE
5 | PICKETT PL | 43054-8415 | Active | 263462 | WILKINS | 420 | PVB | 1.000 | 65576 | LEFT SIDE OF HOUSE
6 | PICKETT PL | 43054-8415 | Active | 593768 | WATTS | 800M2QT | PVB | 1.000 | 68504 | RIGHT SIDE OF HOUSE
8 | PICKETT PL | 43054-8415 | Active | 263417 | WILKINS | 420 | PVB | 1.000 | 73117 | 8 FEET LEFT OF FRONT DOOR
9 | PICKETT PL | 43054-8415 | Active | CB41467 | WILKINS | 720A | PVB | 1.000 | 74447 | LEFT SIDE FRONT
1 | PICKETT PL | 43054-8415 | Active | HE33316 | FEBCO | 765 | PVB | 1.000 | 75088 | LEFT OF FRONT
11 | PICKETT PL | 43054 | Active | CB477404 | WILKINS | 720A | PVB | 0.750 | 3629856 | FRONT CENTER BY GARAGE
12 | PICKETT PL | 43054-8415 | Active | 569032 | WATTS | 800M4QT | PVB | 0.750 | 86984 | LEFT OF FRONT DOOR IN OFFSET
14 | PICKETT PL | 43054-8415 | Active | EAJ0368 | WILKINS | 720A | PVB | 0.750 | 54897 | RIGHT BACK OF HOUSE
15 | PICKETT PL | 43054-8415 | Replaced | REPT122143 | WILKINS | 720A | PVB | 1.000 | 55158 | REPLACED- LEFT SIDE OF HOUSE
15 | PICKETT PL | 43054-8415 | Active | T252107 | WILKINS | 720A | PVB | 1.000 | 3609757 | LEFT SIDE OF HOUSE
16 | PICKETT PL | 43054-8415 | Active | cb243230 | WILKINS | 720A | PVB | 1.000 | 91310 | FRONT LEFT DOOR
17 | PICKETT PL | 43054-8415 | Active | T024031 | WILKINS | 720A | PVB | 1.000 | 91188 | RIGHT SIDE FRONT
18 | PICKETT PL | 43054-8415 | Active | 586548 | WILKINS | 720A | PVB | 1.000 | 56164 | FRT OF HSE
19 | PICKETT PL | 43054-8415 | Active | 223910 | WILKINS | 420 | PVB | 1.000 | 56546 | RIGHT SIDE OF HOUSE
21 | PICKETT PL | 43054 | Active | VAA0330 | WILKINS | 720A | PVB | 0.750 | 3622914 | RIGHT CENTER OF HOUSE
22 | PICKETT PL | 43054-8415 | Active | 587203 | WILKINS | 720A | PVB | 0.750 | 57586 | FRONT OF HOUSE
23 | PICKETT PL | 43054-8415 | Active | T532078 | WILKINS | 720A | PVB | 1.000 | 91278 | RIGHT SIDE OF HOUSE
24 | PICKETT PL | 43054-8415 | Active | t340178 | WILKINS | 720A | PVB | 1.000 | 58152 | LEFT SIDE OF HOUSE
25 | PICKETT PL | 43054-8415 | Active | 572599 | WILKINS | 720A | PVB | 0.750 | 58458 | RIGHT SIDE OF HOUSE
26 | PICKETT PL | 43054-8415 | Active | 672950 | WILKINS | 720A | PVB | 0.750 | 58698 | LEFT SIDE OF HOUSE
27 | PICKETT PL | 43054-8415 | Active | T477239 | WILKINS | 720A | PVB | 0.750 | 58982 | RIGHT SIDE OF HOUSE
28 | PICKETT PL | 43054-8415 | Active | T318686 | WILKINS | 720A | PVB | 0.750 | 59300 | LEFT SIDE OF HOUSE
29 | PICKETT PL | 43054-8415 | Active | 572595 | WILKINS | 720A | PVB | 0.750 | 59535 | LEFT SIDE OF HOUSE
30 | PICKETT PL | 43054-8415 | Active | T309540 | WILKINS | 720A | PVB | 0.750 | 59684 | RIGHT SIDE OF HOUSE
31 | PICKETT PL | 43054-8415 | Active | 880071 | WILKINS | 720A | PVB | 1.000 | 59956 | RIGHT SIDE OF HOUSE
32 | PICKETT PL | 43054-8415 | Active | 587155 | WILKINS | 720A | PVB | 0.750 | 60177 | LEFT SIDE
33 | PICKETT PL | 43054-8415 | Active | 587154 | WILKINS | 720A | PVB | 0.750 | 60374 | LEFT SIDE OF HOUSE
34 | PICKETT PL | 43054-8415 | Active | 672200 | WILKINS | 720A | PVB | 0.750 | 60591 | FRONT OF HOUSE
35 | PICKETT PL | 43054-8415 | Active | HC18926 | FEBCO | 765 | PVB | 0.750 | 60858 | LEFT SIDE OF HOUSE
36 | PICKETT PL | 43054-8415 | Active | T486800 | WILKINS | 720A | PVB | 0.750 | 61204 | LEFT SIDE OF HOUSE
37 | PICKETT PL | 43054-8415 | Active | 192135 | WATTS | 800M2QT | PVB | 1.000 | 61492 | RIGHT SIDE OF HOUSE
38 | PICKETT PL | 43054-8415 | Active | T178706 | WILKINS | 720A | PVB | 0.750 | 61797 | LT SIDE
39 | PICKETT PL | 43054-8415 | Removed | 751453REM | WILKINS | 720A | PVB | 0.750 | 62091 | LEFT FRONT
40 | PICKETT PL | 43054-8415 | Active | CB674982 | WILKINS | 720A | PVB | 0.750 | 62501 | FRONT OF HOUSE LEFT OF GARAGE
41 | PICKETT PL | 43054-8415 | Active | H492181 | FEBCO | 765 | PVB | 0.750 | 62874 | RIGHT SIDE
42 | PICKETT PL | 43054-8415 | Active | 67318 | WILKINS | 720A | PVB | 0.750 | 63222 | LEFT SIDE OF HOUSE
43 | PICKETT PL | 43054-8415 | Active | 6244494 | WILKINS | 720A | PVB | 1.000 | 63557 | RT SIDE
43 | PICKETT PL | 43054-8415 | Active | A135046 | WILKINS | 375 | RP | 0.750 | 101525 | BASEMENT
43 | PICKETT PL | 43054-8415 | Due Install |  |  |  | RP |  | 3659037
44 | PICKETT PL | 43054 | Active | 835572 | WILKINS | 720A | PVB | 0.750 | 63897 | SIDE OF HOUSE
45 | PICKETT PL | 43054 | Active | 835563 | WILKINS | 720A | PVB | 0.750 | 64196 | REAR OF HOUSE
46 | PICKETT PL | 43054 | Active | CB205800 | WILKINS | 720A | PVB | 0.750 | 64441 | SIDE OF HOUSE
29 | PICKWICK DR | 43221-2926 | Active | H562416 | FEBCO | 765 | PVB | 0.750 | 97818 | front of house
2955 | PICKWICK DR | 43221-2925 | Active | 1127791 | WILKINS | 975XLBMS | RP | 0.750 | 59610 | GARAGE
2964 | PICKWICK DR | 43221-2926 | Active | CAB7066 | Wilkins | 720A | PVB | 0.750 | 3507307 | LEFT REAR OF HOUSE
2965 | PICKWICK DR | 43221-2925 | Active | 587800 | WILKINS | 720A | PVB | 1.000 | 59619 | FRONT OF HOUSE RIGHT OF ENTRY
322 | PIEDMONT RD | 43214-3816 | Active | 243472 | WATTS | 800QT | PVB | 0.750 | 95880 | RIGHT SIDE OF HOUSE
765 | PIERCE DR | 43223-2425 | Active | 103993 | AMES | 5000 | RPDA | 4.000 | 92278 | MECH ROOM
765 | PIERCE DR | 43223-2425 | Active | 99737 | WATTS | 009M3-FP | RP | 0.750 | 92279 | MECH ROOM
765 | PIERCE DR | 43223-2425 | Active | 37168 | WILKINS | 375 | RP | 3.000 | 92919 | MECH ROOM
765 | PIERCE DR | 43223-2425 | Active | PF-0150 | WATTS | 957 | RP | 3.000 | 3609971 | MECH ROOM WATER ROOM #42
695 | PILAR CT | 43017 | Active | T363418 | WILKINS | 720A | PVB | 0.750 | 95671 | FRONT LEFT OF DOOR AT GARAGE
7050 | PINE MEADOW CT | 43085-1907 | Active | T178639 | WILKINS | 720A | PVB | 0.750 | 3507838 | RIGHT SIDE OF HOUSE NEAR A/C
7061 | PINE MEADOW CT | 43085-1907 | Active | H275679 | FEBCO | 765 | PVB | 0.750 | 87047 | LEFT FRONT
7070 | PINE MEADOW CT | 43085-1907 | Active | G208526 | WILKINS | 720 | PVB | 0.750 | 92444 | SIDE OF HOUSE
815 | PINE POST LN | 43081-5007 | Removed | REMT303588 | WILKINS | 720A | PVB | 0.750 | 98636 | LEFT HAND SIDE
314 | PINE VALLEY RD | 43219-1645 | Active | H437559 | FEBCO | 765 | PVB | 1.000 | 60043 | South East corner outside
3290 | PINE VALLEY RD | 43219-1668 | Active | T361214 | WILKINS | 720 | PVB | 0.750 | 3507885 | FRONT OF HOUSE
2171 | PINEBROOK RD | 43220-4325 | Active | 115852 | FEBCO | 765 | PVB | 1.000 | 57514 | LEFT SIDE OF HOUSE
2280 | PINEBROOK RD | 43220-4328 | Active | G281066 | WILKINS | 720A | PVB | 1.000 | 57838 | RIGHT OF FRONT DOOR
2285 | PINEBROOK RD | 43220-4327 | Active | T345775 | WILKINS | 720A | PVB | 0.750 | 94266 | FRONT OF HOUSE
2290 | PINEBROOK RD | 43220-4328 | Active | G281130 | WILKINS | 720A | PVB | 1.000 | 94267 | FRONT OF HOUSE
2295 | PINEBROOK RD | 43220-4327 | Removed | 39136REM | WATTS | 800M2QT | PVB | 1.000 | 101166 | REMOVED- LEFT SIDE OF HOUSE
2295 | PINEBROOK RD | 43220-4327 | Active | 240277 | WILKINS | 720A | PVB | 0.750 | 3618059 | LEFT SIDE OF HOUSE
2300 | PINEBROOK RD | 43220-4328 | Active | CB001968 | WILKINS | 720A | PVB | 0.750 | 94268 | FRONT OF HOUSE
781 | PINECLIFF PL | 43085-1906 | Active | 752582 | WILKINS | 720A | PVB | 0.750 | 72836 | BEHIND HOUSE
787 | PINECLIFF PL | 43085-1906 | Active | 902570 | WILKINS | 720A | PVB | 0.750 | 72934 | LEFT SIDE OF HOUSE
793 | PINECLIFF PL | 43085-1906 | Replaced | REP157912 | WATTS | 009M2PCQT | RP | 1.000 | 72982 | REPLACED- FRONT OF HOUSE ENTRANCE OUTSIDE
793 | PINECLIFF PL | 43085-1906 | Active | CB113294 | WILKINS | 720A | PVB | 0.750 | 3611488 | FRONT BTWN FRT DOOR & GARAGE DOOR
799 | PINECLIFF PL | 43085-1906 | Removed | 336776REM | WATTS | 800M2QT | PVB | 0.750 | 73105 | REMOVED- FRONT LEFT CORNER
799 | PINECLIFF PL | 43085-1906 | Active | 4583569 | WILKINS | 975XL | RP | 0.750 | 3653535 | LEFT SIDE OF HOUSE
800 | PINECLIFF PL | 43085-1906 | Active | 124691 | WILKINS | 420 | PVB | 1.000 | 73177 | RIGHT HAND SIDE OF HOUSE
628 | PINEFIELD DR | 43026-7705 | Active | H002568 | FEBCO | 765 | PVB | 0.750 | 69564 | SIDE OF HOUSE
6297 | PINEFIELD DR | 43026-7705 | Active | A072749 | WILKINS | 720A | PVB | 0.750 | 69580 | RIGHT SIDE OF HOUSE
6305 | PINEFIELD DR | 43026-7705 | Active | 189775 | WATTS | 909 | RP | 4.000 | 69622 | MECHANICAL ROOM
6305 | PINEFIELD DR | 43026-7705 | Not Required by DOW | 19598 | WATTS | 009M2QT | RP | 0.750 | 69623 | MECHANICAL ROOM
6305 | PINEFIELD DR | 43026-7705 | Not Required by DOW | 30281 | WILKINS | 720A | PVB | 0.750 | 69624 | JANITOR CLOSET NEXT TO STORAGE FRONT HALLWAY
6305 | PINEFIELD DR | 43026-7705 | Not Required by DOW | 30282 | WATTS | 008PCQT | SVB | 0.500 | 69625 | JANITOR OFFICE
6305 | PINEFIELD DR | 43026-7705 | Not Required by DOW | 30283 | WATTS | 008PCQT | PVB | 0.500 | 69626 | JANITOR CLOSET NEXT TO ROOM 104
6305 | PINEFIELD DR | 43026-7705 | Not Required by DOW | 30284 | WATTS | 008PCQT | PVB | 0.500 | 69627 | KITCHEN MOP SINK
6305 | PINEFIELD DR | 43026-7705 | Not Required by DOW | 30388 | WATTS | 008PCQT | PVB | 0.500 | 69628 | JANITOR CLOSET NEST TO TEACHER LOUNGE
6313 | PINEFIELD DR | 43026-7705 | Active | 261508 | WILKINS | 720A | PVB | 0.750 | 94270 | SIDE OF HOUSE
6456 | PINEFIELD DR | 43026- | Active | W187084 | WILKINS | 975XLBMS | RP | 1.000 | 88044 | NE SIDE OF INTERSECTION-PINEFIELD DR & ALTON DARBY CREEK ROAD
5762 | PINESDALE PL | 43081 | Active | EAE8079 | WILKINS | 720A | PVB | 0.750 | 3647102 | LEFT SIDE OF HOUSE
5771 | PINESDALE PL | 43081 | Active | EAL1574 | WILKINS | 720A | PVB | 0.750 | 3648766 | LEFT OF HOUSE
300 | PINGREE DR | 43085-4039 | Active | CB674943 | WILKINS | 720A | PVB | 0.750 | 3508241 | RIGHT FRONT
374 | PINGREE DR | 43085 | Active | 4518588 | WILKINS | 975 | RP | 0.750 | 3633805 | IN HOTBOX AT PINGREE PARK AT PLAY AREA FOR WATER FOUNTAIN AT METER
743 | PINGUE DR | 43085-1715 | Not Required by DOW | W001656 | WILKINS | 975XL | RP | 0.500 | 96138 | on wall by dryer/ north wall
7437 | PINGUE DR | 43085-1715 | Not Required by DOW | 4815280 | WILKINS | 975XL2 | RP | 2.000 | 96139 | BY BOILER AT NORTH WALL
7437 | PINGUE DR | 43085-1715 | Not Required by DOW | W331064 | WILKINS | 975XL | RP | 0.500 | 96140 | @ STORM PRESSURE STAND
7437 | PINGUE DR | 43085-1715 | Active | LJ-0595 | WATTS | 957 | RP | 4.000 | 100656 | TEST ROOM @ METER
7437 | PINGUE DR | 43085-1715 | Active | 3526755 | WILKINS | 950XL | DC | 0.750 | 101901 | ALONG WEST WALL
7437 | PINGUE DR | 43085-1715 | Active | 224B | WILKINS | 350 | DC | 6.000 | 102227 | WEST SIDE OF BUILDING
7437 | PINGUE DR | 43085-1715 | Not Required by DOW | 23441 | WATTS | 919QT | RP | 2.000 | 3351158 | WEST MECHANICAL ROOM
7437 | PINGUE DR | 43085-1715 | Not Required by DOW | 3637316 | WILKINS | 975XL2 | RP | 1.000 | 3611684 | Below fiber optic panel west side
7521 | PINGUE DR | 43085- | Not Required by DOW | 226324 | WATTS | 009M3QT | RP | 0.750 | 90683 | WAREHOUSE - 7525 PINGUE
7521 | PINGUE DR | 43085- | Not Required by DOW | G169954 | WILKINS | 720A | PVB | 0.750 | 96536 | SE CORNER OF BLDG - 7525 PINGUE
7521 | PINGUE DR | 43085- | Active | 20757 | WATTS | 919AQT | RP | 0.750 | 96537 | NEXT TO WATER METER - 7525 PINGUE
1018 | PINNACLE CLUB DR | 43123 | Active | 1259467 | WILKINS | 975 | RP | 1.500 | 3603776 | Hot box at front corner of address
1036 | PINNACLE CLUB DR | 43123 | Active | T240059 | WILKINS | 720A | PVB | 0.750 | 3614983
1048 | PINNACLE CLUB DR | 43123-7927 | Active | 039395 | FEBCO | 825YA | RP | 1.000 | 97256 | BASEMENT WATER METER ROOM
1063 | PINNACLE CLUB DR | 43123 | Active | CB440340 | WILKINS | 720A | PVB | 0.750 | 3632818 | LEFT SIDE OF HOUSE
1075 | PINNACLE CLUB DR | 43123 | Active | CB440318 | WILKINS | 720A | PVB | 0.750 | 3632816 | FRONT OF HOUSE
1076 | PINNACLE CLUB DR | 43123 | Active | T239685 | WILKINS | 720A | PVB | 0.750 | 3616642 | LEFT SIDE
1087 | PINNACLE CLUB DR | 43123 | Active | CB316443 | WILKINS | 720A | PVB | 0.750 | 3620063 | LEFT SIDE
1090 | PINNACLE CLUB DR | 43123 | Active | 323784 | WATTS | 800M4QT | PVB | 0.750 | 101430 | LEFT SIDE
1099 | PINNACLE CLUB DR | 43123 | Active | T417716 | WILKINS | 720A | PVB | 0.750 | 3618370 | LEFT FRONT
1102 | PINNACLE CLUB DR | 43123 | Active | T025237 | WILKINS | 720A | PVB | 0.750 | 99797 | FRONT OF HOUSE
1111 | PINNACLE CLUB DR | 43123 | Active | T432593 | WILKINS | 720 | PVB | 0.750 | 3611516 | FRONT LEFT
1114 | PINNACLE CLUB DR | 43123 | Active | T147371 | WILKINS | 720A | PVB | 0.750 | 3603476 | LEFT SIDE
1123 | PINNACLE CLUB DR | 43123 | Active | T223723 | WILKINS | 720A | PVB | 0.750 | 3613633 | RIGHT SIDE NEXT TO GAS METER
1128 | PINNACLE CLUB DR | 43123 | Active | T042206 | WILKINS | 720A | PVB | 0.750 | 100584 | LEFT SIDE
1135 | PINNACLE CLUB DR | 43123 | Active | ABA659 | WILKINS | 720A | PVB | 0.750 | 3655777 | FRONT OF HOUSE
1140 | PINNACLE CLUB DR | 43123 | Active | T181214 | WILKINS | 720A | PVB | 0.750 | 3608238 | LEFT SIDE
1147 | PINNACLE CLUB DR | 43123 | Active | CB597717 | WILKINS | 720 | PVB | 0.750 | 3638795 | FRONT OF HOUSE
1159 | PINNACLE CLUB DR | 43123-7624 | Active | H930795 | FEBCO | 765 | PVB | 0.750 | 3508269 | back of house
1159 | PINNACLE CLUB DR | 43123-7624 | NULL | [5 empty] | 3628245
1166 | PINNACLE CLUB DR | 43123-8184 | Active | T077051 | WILKINS | 720A | PVB | 0.750 | 3600547
1194 | PINNACLE CLUB DR | 43123 | Active | H649279 | FEBCO | 765 | PVB | 0.750 | 101325 | RIGHT SIDE OF HOUSE
1203 | PINNACLE CLUB DR | 43123 | Active | CB113776 | WILKINS | 720A | PVB | 0.750 | 3608113
1204 | PINNACLE CLUB DR | 43123- | Active | 2664622 | WILKINS | 975A | RP | 0.750 | 92704 | MECH ROOM. RESTROOM ON COURSE
1363 | PINNACLE CLUB DR | 43123 | Active | T382234 | WILKINS | 720A | PVB | 0.750 | 3601734 | LEFT SIDE OF HOUSE- FRONT
1373 | PINNACLE CLUB DR | 43123 | Active | G036342 | WILKINS | 720A | PVB | 0.750 | 101771 | LEFT SIDE OF HOUSE
1413 | PINNACLE CLUB DR | 43123 | Active | T084902 | WILKINS | 720A | PVB | 0.750 | 101952 | RIGHT FRONT
1423 | PINNACLE CLUB DR | 43123 | Active | CAA29000 | WILKINS | 720A | PVB | 0.750 | 3601941 | Left Side
1473 | PINNACLE CLUB DR | 43123 | Active | B016207 | WILKINS | 720A | PVB | 0.750 | 3602933 | RIGHT SIDE
1500 | PINNACLE CLUB DR | 43123-8162 | Active | 15179990906 | AMES | 3000SS | DCDA | 6.000 | 92710 | IN PIT RIGHT OF ENTRANCE TO GOLF COURSE
1500 | PINNACLE CLUB DR | 43123-8162 | Active | 06321 | WATTS | 007M1PCQT | DC | 0.750 | 92897 | IN PIT RIGHT OF ENTRANCE TO GOLF COURSE
1500 | PINNACLE CLUB DR | 43123-8162 | Not Required by DOW | 07005 | WATTS | 919QT | RP | 2.000 | 92898 | CLUBHOUSE BSMT
1500 | PINNACLE CLUB DR | 43123-8162 | Active | NG-2694 | WILKINS | 975 | RP | 3.000 | 103602 | Hot Box at Meter Pit
1500 | PINNACLE CLUB DR | 43123-8162 | Not Required by DOW | CB179928 | WILKINS | 720A | PVB | 1.000 | 103688 | REAR OF 1400 PINNACLE
1521 | PINNACLE CLUB DR | 43123- | Active | 3414034 | WILKINS | 975XLD | RP | 0.750 | 92705 | MECH ROOM
1562 | PINNACLE CLUB DR | 43123 | Active | T463003 | WILKINS | 720A | PVB | 0.750 | 3603176 | RIGHT OF FRONT DOOR
1576 | PINNACLE CLUB DR | 43123 | Active | T461499 | WILKINS | 720A | PVB | 0.750 | 3654995 | LEFT FRONT
1618 | PINNACLE CLUB DR | 43123 | Active | EAD4155 | WILKINS | 720A | PVB | 0.750 | 100474
1646 | PINNACLE CLUB DR | 43123 | Active | 351851 | WATTS | 800M4QT | PVB | 0.750 | 100660 | LEFT FRONT
1660 | PINNACLE CLUB DR | 43123 | Active | CB113758 | WILKINS | 720 | PVB | 0.750 | 3605850 | LEFT FRONT
1674 | PINNACLE CLUB DR | 43123 | Active | T461409 | WILKINS | 720A | PVB | 0.750 | 3655373 | FRONT CENTER
1688 | PINNACLE CLUB DR | 43123 | Active | CB992686 | WILKINS | 720A | PVB | 0.750 | 3615224 | LEFT SIDE
1744 | PINNACLE CLUB DR | 43123 | Active | T308328 | WILKINS | 720A | PVB | 0.750 | 3632824 | RIGHT SIDE OF HOUSE
1842 | PINNACLE CLUB DR | 43123-8372 | Active | F087508 | WILKINS | 720A | PVB | 1.000 | 98306 | WEST SIDE - OUTSIDE
1876 | PINNACLE CLUB DR | 43123 | Active | CAB01752 | WILKINS | 720A | PVB | 1.000 | 3586742 | RIGHT SIDE OF HOUSE
1879 | PINNACLE CLUB DR | 43123-8375 | Active | HA76237 | FEBCO | 765 | PVB | 0.750 | 56473 | OUTSIDE
1916 | PINNACLE CLUB DR | 43123-8373 | Active | F022362 | WILKINS | 720A | PVB | 0.750 | 56616 | OUTSIDE
1930 | PINNACLE CLUB DR | 43123 | Active | H069415 | FEBCO | 765 | PVB | 0.750 | 56663 | LEFT SIDE
1646 | PINNACLE CLUB DR REAR | 43123 | Active | VAA06554 | WILKINS | 720 | PVB | 0.750 | 3659041 | RIGHT REAR
4860 | PINNACLE WOODS DR | 43123 | Active | CB602517 | WILKINS | 720 | PVB | 0.750 | 3641098 | LEFT SIDE
4870 | PINNACLE WOODS DR | 43123 | Active | CB092821 | WILKINS | 720 | PVB | 0.750 | 3618514 | RIGHT
4880 | PINNACLE WOODS DR | 43123 | Active | CB544499 | WILKINS | 720A | PVB | 0.750 | 3638914 | LEFT SIDE OF HOUSE
4900 | PINNACLE WOODS DR | 43123 | Active | CB316457 | WILKINS | 720A | PVB | 0.750 | 3619979 | LEFT SIDE
4910 | PINNACLE WOODS DR | 43123 | Active | T289448 | WILKINS | 720A | PVB | 0.750 | 3624806 | RIGHT SIDE
4930 | PINNACLE WOODS DR | 43123 | Active | CB547208 | WILKINS | 720A | PVB | 0.750 | 3639038 | RIGHT SIDE OF HOUSE
4940 | PINNACLE WOODS DR | 43123 | Active | T346066 | WILKINS | 720A | PVB | 0.750 | 3636060 | Left Front Side
4943 | PINNACLE WOODS DR | 43123 | Active | CB828072 | WILKINS | 720A | PVB | 0.750 | 3621360 | RIGHT FRONT
178 | PINNEY DR | 43085-3837 | Active | 196764 | WATTS | 800M4QT | PVB | 1.000 | 56123 | EAST SIDE FRONT
592 | PINTO PASS DR | 43026-7721 | Active | T307995 | WILKINS | 720A | PVB | 0.750 | 3508377 | RIGHT SIDE
5825 | PIONEER CT | 43085-3842 | Active | T361603 | WILKINS | 720A | PVB | 0.750 | 68092 | LEFT SIDE FRONT
1595 | PIPER CT | 43123 | Active | EAA5191 | WILKINS | 720A | PVB | 0.750 | 3652849
810 | PIPESTONE DR | 43235-1714 | Active | H040465 | FEBCO | 765 | PVB | 1.000 | 73309 | FRONT OF HOUSE
818 | PIPESTONE DR | 43235-1714 | Active | T555487 | WILKINS | 720A | PVB | 1.000 | 73472 | FRONT OF HOUSE
821 | PIPESTONE DR | 43235-1753 | Active | CAA46486 | WILKINS | 720A | PVB | 0.750 | 73520 | BACK RIGHT
826 | PIPESTONE DR | 43235-1714 | Active | 790913 | WATTS | 800M4QT | PVB | 1.000 | 73622 | LEFT OF FRONT DOOR AT OFF SET BY GARAGE
829 | PIPESTONE DR | 43235-1753 | Active | 877775 | WILKINS | 720A | PVB | 1.000 | 73640 | OUTSIDE
830 | PIPESTONE DR | 43235- | Active | 136068 | WILKINS | 975 | RP | 0.750 | 73650 | 730 OLD OAK TRACE -IN BASEMENT METER
830 | PIPESTONE DR | 43235- | Active | 153368 | WILKINS | 975 | RP | 0.750 | 73651 | 744 OLD OAK TRACE -IN BASEMENT AT METER
830 | PIPESTONE DR | 43235- | Active | 153389 | WILKINS | 975 | RP | 0.750 | 73652 | 718 OLD OAK TRACE -IN BASEMENT ABOVE METER
830 | PIPESTONE DR | 43235- | Active | Z10038 | WILKINS | 575 | RP | 0.750 | 73653 | 771 OLD OAK TRACE -IN BASEMENT AT METER
830 | PIPESTONE DR | 43235- | Active | 4127169 | WILKINS | 975 | RP | 0.750 | 73654 | BASEMENT AT WATER METER--LOCATED AT 783 OLD OAK TRACE
830 | PIPESTONE DR | 43235- | Active | cb547277 | WILKINS | 720A | PVB | 0.750 | 73655 | EAST SIDE OF BLDG -- LOCATED AT 795 OLD OAK TRACE
830 | PIPESTONE DR | 43235- | Active | 592515 | WILKINS | 720A | PVB | 1.500 | 73656 | BEHIND DECORATIVE WALL OF MAIN ENTRANCE
830 | PIPESTONE DR | 43235- | Active | 637473 | WILKINS | 720A | PVB | 0.750 | 73657 | LEFT SIDE OF HOUSE
830 | PIPESTONE DR | 43235- | Active | 92556 | FEBCO | 765 | PVB | 1.000 | 73658 | 711 OLD OAK TRACE -FRONT LEFT OF DOOR
830 | PIPESTONE DR | 43235- | Active | 48486 | WILKINS | 975 | RP | 1.000 | 87358 | 737 OLD OAK TRACE -BASEMENT AT METER
830 | PIPESTONE DR | 43235- | Active | T312885 | WILKINS | 720 | PVB | 0.750 | 3638902 | 759 OLD OAK TRACE FRONT OF HOUSE
834 | PIPESTONE DR | 43235-1752 | Active | 209168 | WILKINS | 720A | PVB | 0.750 | 94273 | LEFT CENTER
845 | PIPESTONE DR | 43235-1753 | Active | EAJ5549 | WILKINS | 720A | PVB | 1.000 | 73871 | LEFT FRONT
854 | PIPESTONE DR | 43235-1752 | Active | 568193 | WILKINS | 720A | PVB | 0.750 | 74031 | FRONT LEFT OF DOOR
860 | PIPESTONE DR | 43235-1752 | Active | T041379 | WILKINS | 720A | PVB | 0.750 | 100372 | RIGHT SIDE
865 | PIPESTONE DR | 43235-1753 | Not Required by DOW | t276915 | WILKINS | 720A | PVB | 1.000 | 74146
865 | PIPESTONE DR | 43235-1753 | Active | W095426 | WILKINS | 975 | RP | 0.750 | 3624476 | BSMNT IN CLOSET AT WATER METER HAS WELL FOR IRRIGATION
866 | PIPESTONE DR | 43235-1752 | Active | T463371 | WILKINS | 720A | PVB | 1.000 | 74159 | LEFT FRONT
872 | PIPESTONE DR | 43235-1752 | Active | T674694 | WILKINS | 720A | PVB | 1.000 | 74218 | BACKSIDE OF HOUSE RIGHT OF DOUBLE DOORS
878 | PIPESTONE DR | 43235-1752 | Active | Cb157621 | WILKINS | 720a | PVB | 1.000 | 74275 | LEFT FRONT
884 | PIPESTONE DR | 43235-1752 | Active | 5090 | FEBCO | 765 | PVB | 1.000 | 74349 | FRONT OF HOUSE LEFT OF FRONT DOOR
624 | PIRTHSHIRE CIR | 43016-6792 | Active | 267775 | WATTS | 800M4FR | PVB | 0.750 | 69471 | EAST SIDE
6252 | PIRTHSHIRE CIR | 43016-6792 | Active | T304803 | WILKINS | 720A | PVB | 0.750 | 69487 | RIGHT FRONT SIDE
6257 | PIRTHSHIRE CIR | 43016-6792 | Active | T486811 | WILKINS | 720A | PVB | 0.750 | 69496 | FRT LT SIDE
6129 | PIRTHSHIRE ST | 43016-6705 | Active | T294928 | WILKINS | 720A | PVB | 0.750 | 91508 | LEFT FRONT IN TALL GRASS
6162 | PIRTHSHIRE ST | 43016-6708 | Active | T223433 | WILKINS | 720A | PVB | 0.750 | 3508474 | RIGHT FRONT
6176 | PIRTHSHIRE ST | 43016-6708 | Active | T293375 | WILKINS | 720A | PVB | 0.750 | 3508477 | LEFT FRONT
6229 | PIRTHSHIRE ST | 43016-6790 | Active | 375299 | WILKINS | 720A | PVB | 0.750 | 94274 | LEFT FRONT
6239 | PIRTHSHIRE ST | 43016-6790 | Active | CB072579 | WILKINS | 720A | PVB | 0.750 | 69450 | FRONT RIGHT SIDE
8526 | PITLOCHRY CT | 43017 | Active | CB316391 | WILKINS | 720A | PVB | 0.750 | 3508491 | FRONT OF HOUSE BEHIND WALL
8527 | PITLOCHRY CT | 43017 | Active | CB547142 | WILKINS | 720 | PVB | 0.750 | 3508492 | FRONT RIGHT
8531 | PITLOCHRY CT | 43017 | Active | AA6350 | FEBCO | 765 | PVB | 0.750 | 94275 | RIGHT SIDE
8558 | PITLOCHRY CT | 43017-9770 | Active | T097081 | WILKINS | 720A | PVB | 0.750 | 3508503 | LEFT FRONT
8559 | PITLOCHRY CT | 43017 | Removed | T097081REM | WILKINS | 720A | PVB | 0.750 | 101390 | REMOVED- BASEMENT
8559 | PITLOCHRY CT | 43017 | Active | A150107 | WILKINS | 375 | RP | 1.000 | 3607391 | BASEMENT
5749 | PLANK DR | 43026-7346 | Active | 302076 | WATTS | 800QT | PVB | 0.750 | 67800 | LEFT FRONT SIDE
5758 | PLANK DR | 43026-7405 | Active | 200200 | WILKINS | 720A | PVB | 0.750 | 88440 | RIGHT SIDE OF HOUSE
5759 | PLANK DR | 43026-7346 | Active | T390546 | WILKINS | 720A | PVB | 0.750 | 3582650 | RIGHT FRONT
5849 | PLANK DR | 43026-7347 | Active | G176278 | WILKINS | 720A | PVB | 0.750 | 92198 | right side
6349 | PLANKTON DR | 43213-3470 | Active | 208653 | WATTS | 800MQT | PVB | 0.750 | 87611 | NORTHWEST CORNER OF HOUSE
6415 | PLANKTON DR | 43213-3472 | Active | 119448 | WATTS | 800CMQT | PVB | 0.750 | 69905 | RIGHT SIDE OF DOOR
4068 | PLATEAU ST | 43207- | Due Install |  |  |  | RP | 6.000 | 3508695 | HOT BOX AT PIT
5682 | PLATINUM DR | 43123-8271 | Active | CB987076 | Wilkins | 720A | PVB | 0.750 | 3599130 | LEFT SIDE OF HOUSE
5697 | PLATINUM DR | 43123-8271 | Active | F136653 | WILKINS | 720A | PVB | 0.750 | 99511 | LEFT SIDE
5702 | PLATINUM DR | 43123-8272 | Active | T013485 | WILKINS | 720A | PVB | 0.750 | 99710 | OUTSIDE, RIGHT SIDE OF HOME
5731 | PLATINUM DR | 43123-8272 | Active | T391119 | WILKINS | 720A | PVB | 0.750 | 3597452 | RIGHT SIDE
5771 | PLATINUM DR | 43123-8272 | Active | f137589 | WILKINS | 720A | PVB | 0.750 | 100854 | RIGHT SIDE
5922 | PLATINUM DR | 43123-8388 | Active | G185935 | WILKINS | 720A | PVB | 0.750 | 91649 | RIGHT SIDE
3030 | PLAZA PROPERTIES BLVD | 43219-1532 | Active | 1207960508 | AMES | 4000SS | RP | 3.000 | 96545 | Hot Box - Entrance Northwest by Retention Pond
3030 | PLAZA PROPERTIES BLVD | 43219-1532 | Active | 1595000707 | AMES | 3000SS | DCDA | 8.000 | 96567 | Pit - Entrance Northwest by Retention Pond
3030 | PLAZA PROPERTIES BLVD | 43219-1532 | Active | 56394 | AMES | 2000B | DC | 0.750 | 96568 | Pit - Entrance Northwest by Retention Pond
3030 | PLAZA PROPERTIES BLVD | 43219-1532 | Not Required by DOW | 185964 | WATTS | 909 | RP | 3.000 | 96595 | Mechanical Room Rear East Middle
3030 | PLAZA PROPERTIES BLVD | 43219-1532 | Not Required by DOW | 329225 | WILKINS | 720A | PVB | 2.000 | 97970 | Mechanical Room Rear East Middle
3030 | PLAZA PROPERTIES BLVD | 43219-1532 | LPS - Active |  |  |  | LPC |  | 3638810 | DOMESTIC PUMP -
3030 | PLAZA PROPERTIES BLVD | 43219-1532 | LPS - Active |  |  |  | LST |  | 3638811
3100 | PLAZA PROPERTIES BLVD | 43219-1530 | Not Required by DOW | 2515085 | WILKINS | 975XL | RP | 1.500 | 91483 | IN WATER RISER ROOM ROOM NE SIDE OF BLDG
3100 | PLAZA PROPERTIES BLVD | 43219-1530 | Not Required by DOW | 2453809 | WILKINS | 975XL | RP | 2.000 | 91484 | MECH ROOM 140-13
3100 | PLAZA PROPERTIES BLVD | 43219-1530 | Not Required by DOW | W279335 | WILKINS | 975XL | RP | 0.750 | 91485 | STORAGE ROOM 100-06
3100 | PLAZA PROPERTIES BLVD | 43219-1530 | Not Required by DOW | W323002 | WILKINS | 975XL | RP | 0.500 | 91486 | COOL ROOM 140-59
3100 | PLAZA PROPERTIES BLVD | 43219-1530 | Not Required by DOW | W316892 | WILKINS | 975XL | RP | 0.500 | 91487 | CEILING CORRIDOR 140-08
3100 | PLAZA PROPERTIES BLVD | 43219-1530 | Active | TE-0026 | WATTS | 957 | RP | 3.000 | 92911 | NORTH SIDE DRIVE IN HOT BOX
3100 | PLAZA PROPERTIES BLVD | 43219-1530 | Active | 1091080106 | WATTS | 774X | DCDA | 8.000 | 92912 | N SIDE DRIVE IN METER PIT
3100 | PLAZA PROPERTIES BLVD | 43219-1530 | Active | 15139 | WATTS | 007M1PCQT | DC | 0.750 | 92913 | N SIDE DRIVE IN METER PIT
7971 | PLEASANT DR | 43016 | Active | CB073683 | WILKINS | 720A | PVB | 0.750 | 3604152 | RIGHT FRONT
7972 | PLEASANT DR | 43016 | Active | CB154140 | WILKINS | 720A | PVB | 0.750 | 3611432 | Left side
7979 | PLEASANT DR | 43016 | Active | T239687 | WILKINS | 720A | PVB | 0.750 | 3605818 | LEFT SIDE
7980 | PLEASANT DR | 43016 | Removed | T236043REM | WILKINS | 720A | PVB | 0.750 | 3616976 | LEFT FRONT
7988 | PLEASANT DR | 43016 | Active | T231293 | WILKINS | 720A | PVB | 0.750 | 3613884 | LEFT
7995 | PLEASANT DR | 43016 | Replaced | REPG251697 | WILKINS | 720A | PVB | 0.750 | 99066 | REPLACED- LEFT SIDE, SW CORNER OF HYLAND-CROY & MITCHELL-DEWITT RDS
7995 | PLEASANT DR | 43016 | Active | T191475 | WILKINS | 720A | PVB | 0.750 | 3610183 | LEFT SIDE, SW CORNER OF HYLAND-CROY & MITCHELL-DEWITT RDS
8009 | PLEASANT DR | 43016 | Active | T411298 | WILKINS | 720A | PVB | 0.750 | 3602890 | RIGHT CENTER
8041 | PLEASANT DR | 43016 | Active | CB183797 | WILKINS | 720A | PVB | 0.750 | 98570 | FRONT OF HOUSE (EAST)
8062 | PLEASANT DR | 43016-8101 | Active | HF93944 | FEBCO | 765 | PVB | 0.750 | 98556 | RIGHT FRONT
8065 | PLEASANT DR | 43016 | Active | CB113676 | WILKINS | 720A | PVB | 0.750 | 3608284 | RIGHT FRONT
5612 | PLEASANT HILL DR | 43026-8761 | Active | HF98012 | FEBCO | 765 | PVB | 1.000 | 67428 | NORTH SIDE - OUTSIDE (SERIAL #AF4059)
5624 | PLEASANT HILL DR | 43026-8761 | Active | AL6860 | FEBCO | 765 | PVB | 1.000 | 67448 | RIGHT SIDE OF HOUSE
4837 | PLEASANT VALLEY DR | 43220-5410 | Active | T300896 | WILKINS | 720A | PVB | 0.750 | 101993 | LEFT SIDE
4847 | PLEASANT VALLEY DR | 43220-5410 | Active | EAC4144 | WILKINS | 720A | PVB | 0.750 | 101751 | LEFT SIDE OF HOUSE
4857 | PLEASANT VALLEY DR | 43220-5410 | Active | 000093 | WATTS | 800M4QT | PVB | 1.000 | 87704 | RIGHT SIDE MIDDLE
4867 | PLEASANT VALLEY DR | 43220-5410 | Active | CB109906 | WILKINS | 720A | PVB | 1.000 | 65276 | FRT OF HSE LT OF DOOR
4877 | PLEASANT VALLEY DR | 43220-5410 | Active | 0308 | FEBCO | 765 | PVB | 1.000 | 65302 | RIGHT SIDE OF HOUSE
4887 | PLEASANT VALLEY DR | 43220-5410 | Active | 42811 | FEBCO | 765 | PVB | 1.000 | 94279 | Front of the house right of front door
4900 | PLEASANT VALLEY DR | 43220-5418 | Active | T417596 | WILKINS | 720A | PVB | 1.000 | 65383 | FRONT OF HSE
4856 | PLEASANT WOODS CT | 43230-5130 | Active | 371475 | WILKINS | 720A | PVB | 1.000 | 94281 | LEFT SIDE REAR
3863 | PLEASANTBROOK DR | 43026-5710 | Active | T239820 | WILKINS | 720A | PVB | 0.750 | 100477 | LEFT SIDE
3870 | PLEASANTBROOK DR | 43026-5746 | Active | CB629082 | WILKINS | 720 | PVB | 0.750 | 3508815 | LEFT SIDE OF HOUSE
6335 | PLESENTON DR | 43085-2932 | Active | ABB53737 | WILKINS | 975XL | RP | 1.000 | 69739 | UNDER DECK AT REAR OF HOUSE
6430 | PLESENTON DR | 43085-2943 | Active | 61588 | WATTS | 009M3QT | RP | 0.750 | 69921 | AT WATER METER
6450 | PLESENTON DR | 43085-2943 | Active | 464017 | WATTS | 909QT | RP | 0.750 | 69954 | BASEMENT SW CORNER
6530 | PLESENTON DR | 43085-2931 | Active | 3637329 | WILKINS | 975 | RP | 1.000 | 70196 | AT WATER METER IN BASEMENT -UNDER STAIRS
6541 | PLESENTON DR | 43085-2944 | Active | 4663853 | WILKINS | 975XL2 | RP | 0.750 | 3635863 | IN BASEMENT BY WATER METER
6544 | PLESENTON DR | 43085-2931 | Active | G125094 | WILKINS | 720A | PVB | 0.750 | 96050 | FROTN OF HOME
6400 | PLESENTON N DR | 43085-2943 | Removed | 02207REM | FEBCO | 825YA | RP | 0.750 | 69881 | REMOVED- BASEMENT
6400 | PLESENTON N DR | 43085-2943 | Active | 258264 | Watts | 009M3QT | RP | 0.750 | 75023 | BASEMENT AT METER
6480 | PLESENTON N DR | 43085-2943 | Active | 2097996 | WILKINS | 975XL | RP | 1.000 | 103254 | BASEMENT N WALL AT METER
6490 | PLESENTON N DR | 43085 | Removed | 03992REM | WATTS | 995QT | RP | 0.750 | 70033 | BASEMENT AT METER
6490 | PLESENTON N DR | 43085 | Active | T418417 | Wilkins | 720A | PVB | 0.750 | 3650655 | RIGHT FRONT
6570 | PLESENTON N DR | 43085-2931 | Active | DD4161 | FEBCO | 765 | PVB | 1.000 | 70270 | FRONT OF HOUSE
6515 | PLESENTON S DR | 43085- | Active | BB8636 | FEBCO | 765 | PVB | 0.750 | 70154 | FRONT OF HOUSE LEFT FRONT DOOR
6515 | PLESENTON S DR | 43085- | Active | 486372 | FEBCO | 420 | PVB | 0.750 | 3659476 | FRONT OF HOUSE LEFT FRONT DOOR
6533 | PLESENTON S DR | 43085- | Active | AF3953 | FEBCO | 765 | PVB | 1.000 | 70209 | FRONT OF HOUSE
6577 | PLESENTON S DR | 43085-3090 | Active | 3641143 | WILKINS | 975XL2 | RP | 0.750 | 103342 | Basement
6585 | PLESENTON S DR | 43085-3090 | Active | H562421 | FEBCO | 765 | PVB | 0.750 | 97908 | front of house
6600 | PLESENTON S DR | 43085-3092 | Active | 4062 | WATTS | 800M2QT | PVB | 1.000 | 70350 | FRONT OF HOUSE, RIGHT OF WALL
2321 | PLOVER CT | 43228-9154 | Active | T096959 | WILKINS | 720A | PVB | 0.750 | 103263 | LEFT SIDE OF HOUSE
893 | PLUM RDG | 43213-3329 | Active | 4678577 | WILKINS | 375-XL2 | RP | 0.750 | 3508839 | IN BASEMENT NEAR METER (ISOLATION DEVICE)
315 | PLYMOUTH PL | 43213-4236 | Active | CR3157 | FEBCO | 765 | PVB | 1.000 | 3508910 | LEFT SIDE OF HOUSE
4371 | PLYMOUTH ROCK CT | 43230-1595 | Removed | 6588REM | FEBCO | 765 | PVB | 1.000 | 63833 | ***REMOVED*** REPLACED- LEFT SIDE OF HOUSE
4371 | PLYMOUTH ROCK CT | 43230-1595 | Active | HB56247 | FEBCO | 765 | PVB | 1.000 | 3609411 | LEFT SIDE OF HOUSE
4405 | PLYMOUTH ROCK CT | 43230-1595 | Active | H492987 | FEBCO | 765 | PVB | 0.750 | 95001 | RIGHT SIDE OF HOUSE
5741 | POCATELLO DR | 43081 | Active | EAJ6023 | WILKINS | 720 | PVB | 0.750 | 3656743 | LEFT SIDE
5689 | POCOWILLIS CT | 43081-8299 | Active | H432107 | FEBCO | 765 | PVB | 0.750 | 67603 | SOUTH EAST CORNER OF HOUSE
517 | POE AVE | 43085-3036 | Active | H069454 | FEBCO | 765 | PVB | 0.750 | 66225 | RT SIDE
150 | POLARIS NE PKWY | 43240-2126 | Active | 102081231 | FEBCO | 826YD | RP | 3.000 | 55216 | SE BY LORD & TAYLOR
1500 | POLARIS NE PKWY | 43240-2126 | Not Required by DOW | [5 empty] | 55217
1500 | POLARIS NE PKWY | 43240-2126 | Not Required by DOW | W352184 | WILKINS | 975XL | RP | 0.500 | 97989 | MOLLY WOOS SUITE 220 ABOVE MOP SINK
1500 | POLARIS NE PKWY | 43240-2126 | Removed | 522796REM | WATTS | 909HWQT | RP | 0.750 | 98118 | REMOVED- REAR OF TENANT MIRACLE EYEBROW
1500 | POLARIS NE PKWY | 43240-2126 | Not Required by DOW | 105854 | WATTS | 007M2QT | DC | 1.500 | 99584 | COURTYARD GODFRYS IN METER PIT
1500 | POLARIS NE PKWY | 43240-2126 | Not Required by DOW | 171687 | WATTS | 009M2PCQT | RP | 2.000 | 100813
1500 | POLARIS NE PKWY | 43240-2126 | Not Required by DOW | 141292 | APOLLO/CONBRACO | 40207T2 | RP | 1.500 | 101106 | 400 BLDG UTILITY ROOM
1500 | POLARIS NE PKWY | 43240-2126 | Not Required by DOW | 106138 | CONBRACO | 40207T2 | RP | 1.500 | 3615172 | UTILITY ROOM - BUILDING 400
1500 | POLARIS NE PKWY | 43240-2126 | Not Required by DOW | 4609362 | WILKINS | 975XL | RP | 0.750 | 3636532 | Ujelei Sushi shop
1500 | POLARIS NE PKWY | 43240-2126 | Not Required by DOW | 099013 | WATTS | LF007M1QT | DC | 1.000 | 3641282 | FOOD COURT REFRESH - IN LOWER LEVEL CEILING
1500 | POLARIS NW PKWY | 43240-2126 | Active | 1149480701 | AMES | 3000SS | DCDA | 8.000 | 55218 | NORTH RISER ROOM
1500 | POLARIS NW PKWY | 43240-2126 | Active | 20487 | FLOMATIC | DCVE | DC | 0.750 | 55219 | NORTH RISER ROOM
1500 | POLARIS NW PKWY | 43240-2126 | Active | 6607C | Wilkins | 375 AST | RP | 3.000 | 55221 | B-1 Riser Room
1500 | POLARIS NW PKWY | 43240-2126 | Not Required by DOW | 1236863 | WILKINS | 975XLBMS | RP | 2.000 | 55222 | MOLLY WOOS SUITE 220 MOP SINK ROOM AT DEDUCT METER
1500 | POLARIS NW PKWY | 43240-2126 | Not Required by DOW | 43136 | WATTS | 009M3QT | RP | 0.750 | 55223 | BACK ROOM BY STEAM PRESS in Jos. A Banks
770 | POLARIS PKWY | 43240- | Removed | 645099REM | WATTS | 800M4QT | PVB | 1.000 | 72562 | REMOVED- OUTSIDE SE CORNER ST# 9376
770 | POLARIS PKWY | 43240- | Not Required by DOW | 3901022 | WILKINS | 975XLBMS | RP | 0.750 | 72563 | CAR WASH IN BLDG ABOVE METER ST# 9376
770 | POLARIS PKWY | 43240- | Active | 400797 | WILKINS | 975XL | RP | 1.500 | 72564 | AT METER IN CAR WASH ST# 9376
770 | POLARIS PKWY | 43240- | Not Required by DOW | 3078204 | WILKINS | 975XLBMS | RP | 1.500 | 72565 | AT METER IN CAR WASH ST# 9376
771 | POLARIS PKWY | 43240- | Not Required by DOW | 1276546 | WILKINS | 975 | RP | 1.000 | 72603 | REAR MECH ROOM
771 | POLARIS PKWY | 43240- | Active | 31603 | WATTS | 009M2QT | RP | 1.500 | 72604 | REAR OF BUILDING
801 | POLARIS PKWY | 43240 | Not Required by DOW | 224442 | WATTS | 919QT | RP | 2.000 | 3606118 | SPRINKLER ROOM
801 | POLARIS PKWY | 43240 | Active | 2216 | WILKINS | 375AST | RP | 4.000 | 3613212 | SPRINKLER ROOM
801 | POLARIS PKWY | 43240 | Active | N1312170622 | FEBCO | 876VST | DCDA | 6.000 | 3613213 | SPRINKLER ROOM
801 | POLARIS PKWY | 43240 | Active | 33562 | WATTS | 719QT | DC | 0.750 | 3613214 | SPRINKLER ROOM
801 | POLARIS PKWY | 43240 | Not Required by DOW | 17480 | WATTS | 919QT | RP | 1.500 | 3613215 | POOL MECHANICAL ROOM
801 | POLARIS PKWY | 43240 | Not Required by DOW | 4742511 | WILKINS | 975 | RP | 1.000 | 3613216 | POOL MECHANICAL ROOM
901 | POLARIS PKWY | 43240-2035 | Active | 3KN1413 | AMES | 3000SS | DCDA | 6.000 | 74490 | NORTH WALL WAREHOUSE (SERIAL # 3KN1413)
901 | POLARIS PKWY | 43240-2035 | Active | 39219 | WATTS | 007QT | DC | 0.750 | 74491 | NORTH WALL WAREHOUSE
901 | POLARIS PKWY | 43240-2035 | Not Required by DOW | 767359 | WILKINS | 975XL | RP | 1.500 | 74492 | NORTH WALL WAREHOUSE
901 | POLARIS PKWY | 43240-2035 | Active | AMA0649 | WILKINS | 975XL3 | RP | 1.500 | 3636843 | NORTH WALL WAREHOUSE
909 | POLARIS PKWY | 43240-2035 | Not Required by DOW | 159475 | WATTS | 800QT | PVB | 1.000 | 74537 | WATER MECHANICAL ROOM SW SIDE OF BLDG
909 | POLARIS PKWY | 43240-2035 | Active | 731711 | WILKINS | 975XL | RP | 1.500 | 74538 | IN WATER METER/STORAGE CLOSET IN CENTER OF BLDG W SIDE NEAR DOOR
920 | POLARIS PKWY | 43240 | Active | 209257 | WATTS | LF009M2QT | RP | 2.000 | 3653835 | HOTBOX OFF OF ANTERAS AVE
920 | POLARIS PKWY | 43240 | Not Required by DOW | AJY7001 | WILKINS | 375XL | RP | 1.000 | 3653836 | MECH ROOM
921 | POLARIS PKWY | 43240-2035 | Active | EAG2995 | WILKINS | 720A | PVB | 0.750 | 74620 | SW CORNER
935 | POLARIS PKWY | 43240-2035 | Replaced | REPH10403 | FEBCO | 860 | RP | 2.000 | 86725 | REPLACED- MECH ROOM REAR OF BUILDING
935 | POLARIS PKWY | 43240-2035 | Active | W236300 | WILKINS | 975XL | RP | 2.000 | 87211 | LOADING DOCK-SOUTH REAR OF BUILDING
935 | POLARIS PKWY | 43240-2035 | Active | 1436990605 | AMES | 3000SS | DCDA | 4.000 | 88144 | RECEIVING/STORAGE AREA AT REAR OF STORE
935 | POLARIS PKWY | 43240-2035 | Active | 45201 | AMES | 2000B | DC | 0.750 | 89405 | RECEIVING/STORAGE AREA AT REAR OF STORE
935 | POLARIS PKWY | 43240-2035 | Not Required by DOW | B00043 | FEBCO | LF860 | RP | 2.000 | 3609327 | MECH RM REAR OF BUILDING/STOCK RM RISER
940 | POLARIS PKWY | 43240-2034 | Active | 2280388 | WILKINS | 975XL | RP | 1.500 | 88758 | MECH RM BY MTR / BACK OF BLDG
940 | POLARIS PKWY | 43240-2034 | Active | 206284 | WILKINS | 720A | PVB | 1.500 | 88759 | MECH RM BY MTR/ BACK OF BLDG
940 | POLARIS PKWY | 43240-2034 | Active | 1295831003 | AMES | 3000SS | DCDA | 6.000 | 88859 | SE CORNER MECH ROOM
940 | POLARIS PKWY | 43240-2034 | Active | 58871 | WATTS | 007M1QT | DC | 0.750 | 88860 | SE CORNER MECH ROOM
999 | POLARIS PKWY | 43240-2051 | Active | 431100 | WILKINS | 975XL | RP | 1.000 | 74968 | IN MECHANICAL ROOM IN REAR
999 | POLARIS PKWY | 43240-2051 | Active | H178613 | FEBCO | 765 | PVB | 0.750 | 98347 | MECHANIC ROOM AT WATER METER
100 | POLARIS PKWY | 43240 | Active | 139357 | WATTS | 909 | RP | 3.000 | 53556 | SPRINKLER ROOM ENTER OUTSIDE
1000 | POLARIS PKWY | 43240 | Removed | 25098REM | WATTS | 009QT | RP | 1.000 | 53557 | REMOVED- 1ST FLOOR MECHANICAL RM
1000 | POLARIS PKWY | 43240 | Removed | 3119288REM | WILKINS | 975XLBMS | RP | 1.250 | 97530 | REMOVED- west side of Polaris Pkwy Entrance
1000 | POLARIS PKWY | 43240 | Active | 1764671111 | AMES | 3000SS | DCDA | 6.000 | 100697 | PIT, LEFT SIDE OF DRIVE
1000 | POLARIS PKWY | 43240 | Active | 18763 | WATTS | 007M1QT | DC | 0.750 | 100698 | PIT, LEFT SIDE OF DRIVE
1000 | POLARIS PKWY | 43240 | Not Required by DOW | 32931 | WATTS | 919QT | RP | 1.000 | 102045 | BOILER/MECHANICAL ROOM, CENTER OF BUILDING
1021 | POLARIS PKWY | 43240-2004 | Active | 399374 | WATTS | 909M1QT | RP | 1.500 | 53639 | AT WATER METER, REAR STORAGE.
1021 | POLARIS PKWY | 43240-2004 | Not Required by DOW | W143165 | WILKINS | 975 | RP | 1.000 | 53640 | INSIDE ABOVE METER, REAR STORAGE
1040 | POLARIS PKWY | 43240-2005 | Not Required by DOW | 617827 | WATTS | 909HWQT | RP | 1.000 | 97487 | receiving area/mech room
1040 | POLARIS PKWY | 43240-2005 | Removed | A61906REM | WATTS | 009PCQT | RP | 0.500 | 97533 | ***REMOVED*** above sink in photo lab
1040 | POLARIS PKWY | 43240-2005 | Active | 43891 | WATTS | 909M1QT | RP | 1.500 | 97534 | NE MECH/RISER AREA AT WATER MTR
1040 | POLARIS PKWY | 43240-2005 | Active | 18542 | WATTS | 007M2 | DC | 0.750 | 98767 | NE MECH/RISER AREA STOCK AREA
1040 | POLARIS PKWY | 43240-2005 | Active | 1680110109 | AMES | 3000SS | DCDA | 4.000 | 98768 | NE MECH/RISER AREA STOCK AREA
1049 | POLARIS PKWY | 43240- | Active | A010310 | FEBCO | 805 | DC | 0.750 | 53704 | in water meter pit front of parking lot near road
1049 | POLARIS PKWY | 43240- | Active | 9904141241 | FEBCO | 856 | DCDA | 8.000 | 53705 | in water meter pit front of parking lot near road
1049 | POLARIS PKWY | 43240- | Not Required by DOW | 4326370 | wilkins | 975xl | RP | 1.500 | 53706 | FIRE SPRINKLER ROOM DOOR #1049 BACK OF BUILDING
1049 | POLARIS PKWY | 43240- | Active | L14605 | WILKINS | 375 | RP | 3.000 | 53708 | REAR MAIN MECH ROOM
1049 | POLARIS PKWY | 43240- | Not Required by DOW | 236351 | WATTS | 009M2QT | RP | 1.000 | 103429 | 1047 POLARIS PARKWAY, REAR KITCHEN ABOVE MOP SINK
1055 | POLARIS PKWY | 43240-2004 | Not Required by DOW | 212732 | WATTS | 800QT | PVB | 0.750 | 53738 | OUT BACK BY TANKS
1055 | POLARIS PKWY | 43240-2004 | Active | 404137 | WATTS | 909M1QT | RP | 1.500 | 53739 | IN BACK ROOM BY WATER METER
1060 | POLARIS PKWY | 43240-2005 | Not Required by DOW | W047092 | WATTS | 009M2QT | RP | 1.000 | 53745 | BACK ROOM
1060 | POLARIS PKWY | 43240-2005 | Active | 449172 | WATTS | 009M2QT | RP | 1.000 | 3636700 | BACK ROOM
1067 | POLARIS PKWY | 43240- | Active | W125938 | WILKINS | 975XL | RP | 2.000 | 53757 | SW MECH/METER ROOM BY KITCHEN W UNIT
1070 | POLARIS PKWY | 43240 | Active | 320221 | WATTS | 909M1QT | RP | 2.000 | 53767 | SOUTH STAIRWELL
1070 | POLARIS PKWY | 43240 | Not Required by DOW | 45770 | WATTS | 009M1QT | RP | 1.500 | 53768 | SOUTH STAIRWELL
1070 | POLARIS PKWY | 43240 | Active | 64265 | WATTS | 007M1QT | DC | 2.000 | 53769 | SOUTH STAIR WELL
1079 | POLARIS PKWY | 43240-2004 | Active | W128215 | WILKINS | 975XL2 | RP | 1.500 | 53795 | METER ROOM #1083 REAR OF BUILDING
1080 | POLARIS PKWY | 43240-6035 | Not Required by DOW | 302842 | WATTS | 009M3QT | RP | 0.750 | 53802 | Suite 220 MECHANICAL ROOM--PROTECTING WATER COOLED CONDERSOR
1080 | POLARIS PKWY | 43240-6035 | Not Required by DOW | 298940 | WATTS | 009M3QT | RP | 0.750 | 53803 | Suite 220 MECHANICAL ROOM -- PROTECTION FOR DENTAL CHAIRS
1080 | POLARIS PKWY | 43240-6035 | Active | 3CN1648 | AMES | 3000SS | DCDA | 6.000 | 53804 | PIT S OF LOT IN GRASS
1080 | POLARIS PKWY | 43240-6035 | Active | 320708 | WATTS | 909M1QT | RP | 2.000 | 53805 | UNDER STAIR WEST END OF BUILDING
1080 | POLARIS PKWY | 43240-6035 | Active | 36546 | WATTS | 007QT | DC | 0.750 | 53806 | PIT
1080 | POLARIS PKWY | 43240-6035 | Not Required by DOW | 3816720 | WILKINS | 975XL2 | RP | 0.750 | 53807 | MOP SINK ROOM WEST SIDE OF BUILDING in suite 130
1080 | POLARIS PKWY | 43240-6035 | Not Required by DOW | 746070 | WILKINS | 975 | RP | 0.750 | 53808 | MOP SINK ROOM WEST SIDE OF BUILDING in suite 130
1101 | POLARIS PKWY | 43240- | Active | W111137 | WILKINS | 975XL | RP | 1.500 | 53890 | ENTER FROM REAR OUTSIDE DOOR 2ND FROM WEST
1101 | POLARIS PKWY | 43240- | Active | 99929 | WATTS | 009M2PCQT | RP | 1.500 | 93421 | enter from rear outside door 2nd from west
1111 | POLARIS PKWY | 43240-2031 | Not Required by DOW | 147364 | WATTS | 909 | RP | 3.00 | 53956 | 1111 MCCOY CTR MECH/PUMP ROOM FOR PLANT WATER- N PLANT (LOWER)
1111 | POLARIS PKWY | 43240-2031 | Not Required by DOW | 147366 | WATTS | 909 | RP | 3.00 | 53957 | 1111 MCCOY CTR MECH/PUMP ROOM FOR PLANT WATER- N PLANT (UPPER)
1111 | POLARIS PKWY | 43240-2031 | Not Required by DOW | 009928 | WATTS | 909 | RP | 3.00 | 53958 | 1111 MCCOY CNTR LOWER MECH ROOM SOUTH BOILER ROOM
1111 | POLARIS PKWY | 43240-2031 | Not Required by DOW | 183833 | WATTS | 909 | RP | 4.00 | 53959 | 1111 MCCOY CNTR MECH/PUMP ROOM FOR BLDG DOM WATER- N PLANT
1111 | POLARIS PKWY | 43240-2031 | Not Required by DOW | 183724 | WATTS | 909 | RP | 4.00 | 53960 | 1111 MCCOY CNTR MECH/PUMP ROOM FOR BLDG DOM WATER- N PLANT (UPPER)
1111 | POLARIS PKWY | 43240-2031 | Not Required by DOW | 1833280920 | AMES | 2000SS | DCDA | 8.000 | 53961 | 1111 MCCOY CNTR SW GARAGE MAINT BLDG BLDG FIRE LINE
1111 | POLARIS PKWY | 43240-2031 | Not Required by DOW | 348380 | WATTS | 909M1QT | RP | 1.50 | 53962 | RM OGO795 - 1111 MCCOY CENTER WAY- CENTRAL MECHANICAL ROOM
1111 | POLARIS PKWY | 43240-2031 | Not Required by DOW | 348412 | WATTS | 909M1QT | RP | 1.500 | 53963 | RM OLO795 - 1111 MCCOY CENTER WAY
1111 | POLARIS PKWY | 43240-2031 | Not Required by DOW | 06201 | WATTS | 009QT | RP | 1.50 | 53964 | CENTRAL MECH ROOM 0C0295
1111 | POLARIS PKWY | 43240-2031 | Not Required by DOW | 03159 | WATTS | 919 | RP | 0.500 | 101182 | LOWER LEVEL BY HOUSE KEEPING MOP SINK
1111 | POLARIS PKWY | 43240-2031 | Not Required by DOW | 23352 | WATTS | LF008PCQT | SVB | 0.500 | 3630294 | KITCHEN
1111 | POLARIS PKWY | 43240-2031 | Not Required by DOW | 900567 | APOLLO/CONBRACO | RPLF4A | RP | 0.500 | 3630296 | KITCHEN
1111 | POLARIS PKWY | 43240-2031 | Active | XC-1917 | AMES | COLT 400 | RP | 8.000 | 3633138 | IN HOT BOX AT PIT S/E CORNER OF ANTARES AVE & GEMINI PKWY BY GATE
1111 | POLARIS PKWY | 43240-2031 | Not Required by DOW | 020182 | WATTS | LF800QT | PVB | 0.750 | 3638869 | 1111 Polaris Pkwy in Starbucks.
1120 | POLARIS PKWY | 43240-4042 | Not Required by DOW | 4168998 | WILKINS | 975XL2 | RP | 1.500 | 53990 | METER PIT WEST OF BUILDING (ABOVE)
1120 | POLARIS PKWY | 43240-4042 | Active | A012551 | FEBCO | 805YB | DC | 0.750 | 53991 | METER PIT WEST OF BUILDING
1120 | POLARIS PKWY | 43240-4042 | Not Required by DOW | 254746 | WATTS | 009QT | RP | 0.500 | 53993 | IN MECH ROOM, OFF BREAK ROOM, ABOVE VAC SUITE 130
1120 | POLARIS PKWY | 43240-4042 | Active | 32498 | WILKINS | 975 | RP | 3.000 | 53994 | 1st Floor - SW STAIRWELL
1120 | POLARIS PKWY | 43240-4042 | Active | 9910151244 | FEBCO | 856 | DCDA | 6.000 | 53995 | METER PIT WEST OF BUILDING
1120 | POLARIS PKWY | 43240-4042 | Removed | W366878REM | WILKINS | 975XL2 | RP | 0.500 | 92795 | REMOVED- IN DARK ROOM
1121 | POLARIS PKWY | 43240-6086 | Active | 180424 | WATTS | 009M2QT | RP | 1.000 | 53999 | IN ELECTRICAL ROOM
1121 | POLARIS PKWY | 43240-6086 | Not Required by DOW | 201001 | WATTS | 009M2QT | RP | 1.000 | 54000 | IN ELECTRICAL ROOM
1131 | POLARIS PKWY | 43240 | Not Required by DOW | W010579 | WILKINS | 975XL | RP | 1.500 | 54020 | IN WAREHOUSE SE CORNER
1131 | POLARIS PKWY | 43240 | Active | F0207171806 | FEBCO | 876 | DCDA | 4.000 | 54021 | SE CORNER OF BUILDING AT DOCK
1131 | POLARIS PKWY | 43240 | Active | A022154 | FEBCO | 805 | DC | 0.750 | 54022 | SE CORNER OF BUILDING AT DOCK
1131 | POLARIS PKWY | 43240 | Active | 78873 | WATTS | 009M2QT | RP | 1.500 | 54023 | ON EAST WALL OF WAREHOUSE
1141 | POLARIS PKWY | 43240-6045 | Active | T592626 | WILKINS | 720A | PVB | 1.000 | 54046 | BACK OF BUILDING BY MECHANICALS NORTHWEST
1158 | POLARIS PKWY | 43240 | Not Required by DOW | 171821 | WATTS | 009M2QT | RP | 1.000 | 54093 | IN WATER METER ROOM RM 1148
1158 | POLARIS PKWY | 43240 | Active | 17660 | AMES | 3000SS | DCDA | 4.000 | 54094 | IN WATER METER ROOM
1158 | POLARIS PKWY | 43240 | Active | 21942 | AMES | 2000B | DC | 0.750 | 54095 | IN WATER METER ROOM
1158 | POLARIS PKWY | 43240 | Active | 69977 | WATTS | 009M2QT | RP | 1.500 | 54096 | IN WATER METER ROOM
1161 | POLARIS PKWY | 43240-6000 | Active | 880026 | WILKINS | 975XL | RP | 1.500 | 54110 | MECH ROOM
1170 | POLARIS PKWY | 43240-2024 | Active | W177816 | WILKINS | 975 | RP | 1.500 | 53780 | 1190 Suite - NE Janitors Closet
1170 | POLARIS PKWY | 43240-2024 | Active | 1360050904 | AMES | 3000DCDA | DCDA | 8.000 | 54130 | SW Corner of Lot - Meter Pit by Capella Dr.
1170 | POLARIS PKWY | 43240-2024 | Active | W177876 | WILKINS | 975XLBMS | RP | 2.000 | 54133 | 1194 Suite - NE Janitors Closet
1170 | POLARIS PKWY | 43240-2024 | Active | W177877 | WILKINS | 975XLBMS | RP | 2.000 | 54134 | 1184 Suite - PetSmart - Rear NW Corner - Dock Area
1170 | POLARIS PKWY | 43240-2024 | Active | W177878 | WILKINS | 975XLBMS | RP | 2.000 | 54135 | 1170 Suite - NE Rear By Electrical Rm
1170 | POLARIS PKWY | 43240-2024 | Active | ACA7508 | WILKINS | 975XL | RP | 2.000 | 54137 | 1180 POLARIS PKWY - Big Sandy
1170 | POLARIS PKWY | 43240-2024 | Active | 96815 | WATTS | 009M3QT | RP | 0.750 | 101101 | 1184 Suite - PetSmart - Fish Mech area SW front of Store
1170 | POLARIS PKWY | 43240-2024 | Due Install |  |  |  | RP | 4.000 | 3639366
1170 | POLARIS PKWY | 43240-2024 | Active | 40494 | AMES | 2000SS | DC | 0.750 | 3639367 | SW Corner of Lot - Meter Pit by Capella Dr.
1173 | POLARIS PKWY | 43240- | Not Required by DOW | 04280 | AMES | 2000SS | DC | 0.750 | 54142 | 1285 Polaris Pkwy -
1173 | POLARIS PKWY | 43240- | Not Required by DOW | 101627 | AMES | 2000SS | DC | 4.000 | 54143 | 1391 Polaris Pkwy - PANERA BREAD, OUTSIDE MECHANICAL ROOM
1173 | POLARIS PKWY | 43240- | Not Required by DOW | 102661 | AMES | 2000SS | DC | 4.000 | 54144 | 1307/1311 POLARIS PARKWAY, SPRINKLER ROOM PT SQUARE
1173 | POLARIS PKWY | 43240- | Not Required by DOW | 11273 | AMES | 2000SS | DC | 4.000 | 54145 | IN KITCHEN
1173 | POLARIS PKWY | 43240- | Not Required by DOW | 114677 | WATTS | 009M2QT | RP | 2.000 | 54146 | 1245 polaris pkwy - Big Lots, IN FIRE SPRINKLER CONTROL ROOM
1173 | POLARIS PKWY | 43240- | Not Required by DOW | 114913 | WATTS | 009M2QT | RP | 2.000 | 54147 | 1265 POLARIS PKWY - JO ANN FABRICS, BACK ROOM @ RECEIVING
1173 | POLARIS PKWY | 43240- | Not Required by DOW | 127151 | WATTS | 009M2QT | RP | 2.000 | 54148 | OFFICE MAX
1173 | POLARIS PKWY | 43240- | Not Required by DOW | 129900 | WATTS | 009M2QT | RP | 2.000 | 54149 | 1331 POLARIS PKWY - WORLD MARKET
1173 | POLARIS PKWY | 43240- | Not Required by DOW | 133146 | WATTS | 009M2QT | RP | 2.000 | 54151 | 1345 POLARIS PKWY - OLD NAVY
1173 | POLARIS PKWY | 43240- | Not Required by DOW | 152740 | WATTS | 009M2QT | RP | 2.000 | 54152 | WATER METER IN FIRE RISER ROOM of1495 POLARIS PKWY
1173 | POLARIS PKWY | 43240- | Not Required by DOW | 460576 | WATTS | 909QT | RP | 1.000 | 54153 | 1275 POLARIS PKWY - ARHAUS
1173 | POLARIS PKWY | 43240- | Not Required by DOW | 241725 | WATTS | 009M2QT | RP | 2.000 | 54154 | NW CORNER
1173 | POLARIS PKWY | 43240- | Not Required by DOW | 5026926 | WILKINS | 975XL2 | RP | 2.000 | 54155 | 1375 POLARIS PKWY - BEST BUY
1173 | POLARIS PKWY | 43240- | Not Required by DOW | 2D00250 | AMES | 2000SS | DC | 6.000 | 54156 | OFFICE MAX
1173 | POLARIS PKWY | 43240- | Not Required by DOW | 2D00291 | AMES | 2000SS | DC | 4.000 | 54157 | 1345 POLARIS PKWY - OLD NAVY
1173 | POLARIS PKWY | 43240- | Not Required by DOW | 2D00988 | AMES | 2000SS | DC | 4.000 | 54158 | 1331 POLARIS PKWY - WORLD MARKET
1173 | POLARIS PKWY | 43240- | Not Required by DOW | 11026040522 | AMES | 3000SS | DC | 6.000 | 54159 | 1375 POLARIS PKWY - BEST BUY - STOCK ROOM
1173 | POLARIS PKWY | 43240- | Not Required by DOW | 2HN1470 | AMES | 2000SS | DC | 6.000 | 54160 | 1177 POLARIS PKWY, REAR DOCK @ SPRINKLER RISERS
1173 | POLARIS PKWY | 43240- | Not Required by DOW | 2JN0218 | AMES | 2000SS | DC | 4.000 | 54161 | 1265 POLARIS PKWY - JOANN FABRICS, NE STR RM, BACK ROOM @ RECEIVING
1173 | POLARIS PKWY | 43240- | Not Required by DOW | 31N0737 | AMES | 3000SS | DCDA | 4.000 | 54163 | 1245 Polaris Pkwy - Big Lots, IN FIRE SPRINKLER CONTROL ROOM
1173 | POLARIS PKWY | 43240- | Not Required by DOW | 31N0248 | AMES | 3000SS | DCDA | 4.000 | 54164 | 1215 POLARIS PKWY, SOUTH MECH ROOM BEHIND
1173 | POLARIS PKWY | 43240- | Not Required by DOW | 3D00799 | AMES | 3000SS | DCDA | 4.000 | 54165 | 1285 Polaris pkwy -
1173 | POLARIS PKWY | 43240- | Not Required by DOW | 4HN1299 | AMES | 4000SS | RP | 2.500 | 54166 | FRONT STAIRWELL @ LANDING IN ACCESS PANEL
1173 | POLARIS PKWY | 43240- | Not Required by DOW | 51316 | WATTS | 009QT | RP | 1.000 | 54167 | REAR OF BUILDING IN FIRE RISER ROOM
1173 | POLARIS PKWY | 43240- | Not Required by DOW | 52450 | WATTS | 009QT | RP | 1.000 | 54168 | MECH ROOM
1173 | POLARIS PKWY | 43240- | Not Required by DOW | 52451 | WATTS | 009QT | RP | 1.000 | 54169 | MECHANICAL ROOM
1173 | POLARIS PKWY | 43240- | Not Required by DOW | 607467 | WILKINS | 975XLBMS | RP | 2.000 | 54170 | 1177 POLARIS PKWY - KROGER, DOCK
1173 | POLARIS PKWY | 43240- | Not Required by DOW | 682691 | WILKINS | 975 | RP | 2.000 | 54171 | 1177 POLARIS PKWY, DOCK
1173 | POLARIS PKWY | 43240- | Not Required by DOW | 742838 | WILKINS | 975 | RP | 2.000 | 54172 | 1275 polaris pkwy - TJ MAXX
1173 | POLARIS PKWY | 43240- | Not Required by DOW | 7676 | AMES | 2000SS | DC | 0.750 | 54173 | MECH ROOM
1173 | POLARIS PKWY | 43240- | Not Required by DOW | 0006574 | AMES | 2000SS | DC | 0.750 | 54174 | 1245 Polaris Pkwy - Big Lots, IN FIRE SPRINKLER ROOM
1173 | POLARIS PKWY | 43240- | Not Required by DOW | 112837 | WATTS | 009M2QT | RP | 0.750 | 54175 | 1391 Polaris Pkwy - PANERA BREAD, outside mech room
1173 | POLARIS PKWY | 43240- | Not Required by DOW | 9859 | WATTS | 009 | RP | 3.000 | 54176 | 1215/1217 POLARIS PARKWAY, SPRINKLER ROOM
1173 | POLARIS PKWY | 43240- | Not Required by DOW | F01866 | AMES | 2000SS | DC | 4.000 | 54177 | 1275 polaris pkwy - ARHAUS, stock room
1173 | POLARIS PKWY | 43240- | Not Required by DOW | 149840 | WATTS | 009M2QT | RP | 2.000 | 87206 | BREAK ROOM
1173 | POLARIS PKWY | 43240- | Removed | 16429REM | WATTS | 800M4FR | PVB | 0.500 | 89502 | REMOVED- AT SINK IN SEAFOOD DEPT
1173 | POLARIS PKWY | 43240- | Not Required by DOW | 25483 | WATTS | 008PCQT | SVB | 0.500 | 89504 | 1177 POLARIS PKWY, AT SINK IN PRODUCE PREP AREA
1173 | POLARIS PKWY | 43240- | Not Required by DOW | 106787 | AMES | 2000CIV | DC | 4.000 | 90487 | 1495 POLARIS MECH ROOM
1173 | POLARIS PKWY | 43240- | Not Required by DOW | 29905 | WATTS | 009M2QT | RP | 2.000 | 91712 | 1285 POLARIS PKWY - BARNES AND NOBLE, BY SPRINKLER RISER
1173 | POLARIS PKWY | 43240- | Not Required by DOW | 2KN1085 | AMES | 2000SS | DC | 4.000 | 92857 | 1255 POLARIS PKWY - TJ MAXX, STOCK ROOM
1173 | POLARIS PKWY | 43240- | Not Required by DOW | 47607 | WATTS | 008PCQT | PVB | 0.500 | 96470 | 1177 POLARIS PKWY, BAKERY AT SINK
1173 | POLARIS PKWY | 43240- | Not Required by DOW | 53680 | WATTS | 008PCQT | SVB | 0.500 | 96471 | 1177 POLARIS PKWY, MEAT PREP AREA @ SINK
1173 | POLARIS PKWY | 43240- | Not Required by DOW | 107541 | AMES | 3000SS | DCDA | 4.000 | 96954 | 1281 POLARIS PKWY, STORAGE ROOM
1173 | POLARIS PKWY | 43240- | Not Required by DOW | 28067985 | FEBCO | 835B | RP | 2.000 | 98311 | 1375 POLARIS PKWY, BY REAR DOCK DOOR
1173 | POLARIS PKWY | 43240- | Removed | 47486REM | WATTS | 008PCQT | SVB | 0.500 | 99208 | REMOVED- KROGER, SEAFOOD
1173 | POLARIS PKWY | 43240- | Not Required by DOW | 57401 | WATTS | 008PCQT | SVB | 0.50 | 99209 | 1177 POLARIS PKWY - KROGER, Bakery
1173 | POLARIS PKWY | 43240- | Not Required by DOW | 74752 | WATTS | 008PCQT | SVB | 0.500 | 100601 | 1177 POLARIS PKWY, MEAT DEPT
1173 | POLARIS PKWY | 43240- | Not Required by DOW | 77389 | WATTS | 008PCQT | SVB | 0.500 | 102337 | DAIRY COOLER
1173 | POLARIS PKWY | 43240- | Removed | 11490REM | WATTS | 009M1PCQT | RP | 2.000 | 103216 | REMOVED- 1429 POLARIS PKWY, STOCK AREA BUILDING
1173 | POLARIS PKWY | 43240- | Not Required by DOW | 484772 | WATTS | 909HWQT | RP | 1.000 | 103431 | 1235 POLARIS PKWY, IN CEILING IN BACK ROOM
1173 | POLARIS PKWY | 43240- | Not Required by DOW | 2F01866 | AMES | 2000SS | DC | 4.000 | 103432 | 1275 POLARIS PKWY - ARHAUS FURNITURE #27, WAREHOUSE SOUTH WALL
1173 | POLARIS PKWY | 43240- | Not Required by DOW | ABN8922 | WILKINS | 975XL2 | RP | 1.000 | 103434 | 1275 POLARIS PKWY - ARHAUS FURNITURE #27, WAREHOUSE SOUTH WALL
1173 | POLARIS PKWY | 43240- | Not Required by DOW | 4280 | AMES | 2000B | DC | 0.750 | 103435 | 1285 POLARIS PKWY - POLARIS FASHION PLACE, BACK ROOM
1173 | POLARIS PKWY | 43240- | Not Required by DOW | J29900 | WATTS | 009M2QT | RP | 2.000 | 103437 | 1331 POLARIS PKWY, REAR OF STORE BY WATER METER
1173 | POLARIS PKWY | 43240- | Not Required by DOW | 73534 | WATTS | 008PCQT | PVB | 0.500 | 3607720 | 1177 POLARIS PARKWAY, WOMEN'S RESTROOM
1173 | POLARIS PKWY | 43240- | Not Required by DOW | 74583 | WATTS | 008PCQT | PVB | 0.500 | 3607721 | 1177 POLARIS PARKWAY, MEN'S RESTROOM
1173 | POLARIS PKWY | 43240- | Active | TI-1219 | AMES | 400 | RP | 8.000 | 3629733 | Combination meter in pit at SW corner behind Kroger.
1200 | POLARIS PKWY | 43240 | Active | 3679644 | WILKINS | 975XL | RP | 2.000 | 54272 | STOCK RM NW BESIDE MAIN WATER METER
1200 | POLARIS PKWY | 43240 | Active | 1394203 | WILKINS | 950XL | DC | 0.750 | 54273 | WATER METER PIT SE OF BUILDING ON HILL
1200 | POLARIS PKWY | 43240 | Active | N05782 | WILKINS | 350 | DC | 6.000 | 54274 | METER PIT SOUTH EAST CORNER OF PARKING LOT
1200 | POLARIS PKWY | 43240 | Not Required by DOW | W051341 | WILKINS | 975XL | RP | 2.000 | 104131 | STOCK ROOM
1250 | POLARIS PKWY | 43240-2036 | Active | LJ-0511 | WATTS | 757 | DC | 4.000 | 54447 | MECH RM, REAR OUTSIDE ENTRANCE OLIVE GARDEN
1250 | POLARIS PKWY | 43240-2036 | Active | 190528 | WATTS | 009M2QT | RP | 2.000 | 54448 | HOT WATER TANK ROOM OLIVE GARDEN
1250 | POLARIS PKWY | 43240-2036 | Active | 204632 | WATTS | 007M3QT | DC | 0.750 | 54449 | HOT WATER TANK ROOM OLIVE GARDEN
1250 | POLARIS PKWY | 43240-2036 | Not Required by DOW | 1658950 | WILKINS | 975XL2 | RP | 1.000 | 54450 | BACK OF BUILDING OUTSIDE OLIVE GARDEN
1250 | POLARIS PKWY | 43240-2036 | Not Required by DOW | [5 empty] | 3624989 | BACK OF BUILDING OUTSIDE OLIVE GARDEN
1252 | POLARIS PKWY | 43240- | Removed | 216324 | WATTS | 007M3QT | DC | 0.750 | 54461 | METER PIT S EAST CORNER OF PROPERTY
1252 | POLARIS PKWY | 43240- | Removed | RE-1299 | WATTS | 757DCDAGV | DCDA | 6.000 | 54462 | METER PIT SOUTH EAST CORNER AT PROPORTY
1270 | POLARIS PKWY | 43240-2036 | Not Required by DOW | 109638 | WATTS | 009M3QT | RP | 0.750 | 54489 | BOILER ROOM
1270 | POLARIS PKWY | 43240-2036 | Active | 163173 | WATTS | 009M2QT | RP | 2.000 | 54491 | REAR UTILITY ROOM
1270 | POLARIS PKWY | 43240-2036 | Not Required by DOW | 009315 | WATTS | 009M2QT | RP | 1.500 | 54493 | BOILER ROOM
1270 | POLARIS PKWY | 43240-2036 | Active | 1173141101 | AMES | 3000SS | DCDA | 6.000 | 90955 | METER PIT FRONT OF RED LOBSTER 1250 polaris pkwy
1270 | POLARIS PKWY | 43240-2036 | Active | 51146 | WATTS | 007M1PCQT | DC | 0.750 | 94194 | IN METER PIT FRONT OF RED LOBSTER
1280 | POLARIS PKWY | 43240-2036 | Active | 112881 | AMES | 3000SS | DCDA | 8.000 | 54523 | 1400 POLARIS PKWY-SEARS AUTO CTR-PIT ON S SIDE OF BLDG
1280 | POLARIS PKWY | 43240-2036 | Not Required by DOW | W001785 | WILKINS | 975XL | RP | 1.000 | 54524 | 1400 POLARIS PARKWAY, SEARS AUTO CENTER, WEST WALL MECH ROOM
1280 | POLARIS PKWY | 43240-2036 | Active | 18989 | AMES | 2000B | DC | 0.750 | 54525 | 1400 POLARIS PARKWAY-SEARS AUTO CTR-PIT ON S SIDE OF BLDG
1280 | POLARIS PKWY | 43240-2036 | Active | 953402 | WILKINS | 975XL | RP | 1.500 | 54526 | 1400 POLARIS PARKWAY, SEARS AUTO CENTER, WEST WALL, MECH ROOM
1296 | POLARIS PKWY | 43240 | Active | UC-0766 | WATTS | 957 | RP | 4.000 | 54548 | #3 ENTRANCE AT 1296 POLARIS PARKWAY IN FRONT OF 1310 POLARIS PKWY IN HOTBOX
1296 | POLARIS PKWY | 43240 | Not Required by DOW | W001793 | WILKINS | 975XL | RP | 1.000 | 90485 | REAR AUNTIE ANNES (FOOD COURT)
1300 | POLARIS PKWY | 43240-2038 | Not Required by DOW | 1186232 | WILKINS | 975XLBMS | RP | 1.500 | 54594 | BASEMENT METER ROOM
1300 | POLARIS PKWY | 43240-2038 | Active | 1235496 | WILKINS | 975XLBMS | RP | 2.000 | 54595 | BASEMENT AT WATER METER - NORTH WALL
1300 | POLARIS PKWY | 43240-2038 | Active | 1236857 | WILKINS | 975XLBMS | RP | 2.000 | 54596 | BASEMENT AT WATER METER NORTH WALL
1300 | POLARIS PKWY | 43240-2038 | Active | 135275 | WATTS | 709 | DCDA | 8.000 | 54597 | BASEMENT AT WATER METER NORTH WALL
1300 | POLARIS PKWY | 43240-2038 | Active | 26688 | WATTS | 007QT | DC | 0.500 | 54598 | BASEMENT AT WATER METER NORTH WALL
1322 | POLARIS PKWY | 43240- | Active | 121459 | AMES | 3000SS | DCDA | 6.000 | 54547 | IN PIT IN FRONT OF PIER 1 IMPORTS
1322 | POLARIS PKWY | 43240- | Active | 4792743 | WILKINS | 975XLX2 | RP | 2.000 | 54688 | 1324 POLARIS PARKWAY, IN MECH ROOM AT WATER METER
1322 | POLARIS PKWY | 43240- | Active | 54411 | WATTS | 007QT | DC | 0.750 | 54689 | METER PIT IN FRONT OF PIER 1
1322 | POLARIS PKWY | 43240- | Removed | 05825REM | WATTS | 919 | RP | 0.500 | 3603669 | 1324 POLARIS PKWY, COFFEE MAKER (KEURIG), FRONT LOBBY
1322 | POLARIS PKWY | 43240- | Active | 159078 | WATTS | 009M2QT | RP | 2.000 | 3605897 | 1324 POLARIS-MECH ROOM
1322 | POLARIS PKWY | 43240- | Active | 21295 | WATTS | 919QT | RP | 1.500 | 3619799 | ABOVE WOMEN'S RESTROOM
1322 | POLARIS PKWY | 43240- | Due Install |  |  |  | RP | 3.000 | 3624994 | WILL NEED AN RP INSTALLED IN HOT BOX AT METER PIT
1322 | POLARIS PKWY | 43240- | Active | 186754 | WATTS | 009M2QT | RP | 2.000 | 3651307 | 1314 POLARIS PKWY
1330 | POLARIS PKWY | 43240 | Active | 0110020733 | FEBCO | 856 | DCDA | 6.000 | 54703 | METER PIT
1330 | POLARIS PKWY | 43240 | Active | 72692 | WATTS | 009M2PCQT | RP | 1.500 | 54704 | ROOM WEST SIDE OF BUILDING at meter
1330 | POLARIS PKWY | 43240 | Active | A019312 | FEBCO | 805YB | DC | 0.750 | 54706 | METER PIT
1350 | POLARIS PKWY | 43240-2038 | Active | L02562 | WILKINS | 375 | RP | 4.000 | 54777 | EAST SIDE OF BUILDING SPRINKLER RISER ROOM
1350 | POLARIS PKWY | 43240-2038 | Active | 1158980801 | AMES | 3000SS | DCDA | 6.000 | 54778 | RISER ROOM
1350 | POLARIS PKWY | 43240-2038 | Active | 50376 | WATTS | 007QT | DC | 0.750 | 54780 | RISER ROOM
1350 | POLARIS PKWY | 43240-2038 | Not Required by DOW | 3316143 | WILKINS | 975XLBMS | RP | 2.000 | 97323 | RISER ROOM
1350 | POLARIS PKWY | 43240-2038 | Not Required by DOW | 4104194 | WILKINS | 975 | RP | 0.750 | 3611966 | 2ND FL ALTERATIONS BOILER RM
1370 | POLARIS PKWY | 43240-2038 | Active | 142442 | AMES | 3000SS | DCDA | 6.000 | 88043 | MTR PIT
1370 | POLARIS PKWY | 43240-2038 | Active | 165518 | WATTS | 007M1QT | DC | 0.750 | 88171 | MTR PIT @ STREET
1370 | POLARIS PKWY | 43240-2038 | Active | 420871 | WATTS | 909M1QT | RP | 2.000 | 88174 | MAIN POWER RM N.W. CORNER OF BLDG D
1370 | POLARIS PKWY | 43240-2038 | Not Required by DOW | 89108 | WATTS | 009M2QT | RP | 0.750 | 88566 | IN CEILING ABOVE MOP SINK
1370 | POLARIS PKWY | 43240-2038 | Not Required by DOW | 84637 | WATTS | 009M2QT | RP | 0.750 | 88567 | IN CEILING ABOVE MOP SINK
1370 | POLARIS PKWY | 43240-2038 | Not Required by DOW | H09913 | FEBCO | 860 | RP | 0.750 | 96817 | BACK UTILITY ROOM OF BLDG D
1400 | POLARIS PKWY | 43240-2040 | Removed | 111162REM | AMES | 3000SS | DCDA | 8.000 | 54913 | 1ST FLOOR EAST RECEIVING AREA
1400 | POLARIS PKWY | 43240-2040 | Not Required by DOW | 1186246 | WILKINS | 975 | RP | 1.500 | 54914 | LOADING DOCK CAGE AREA
1400 | POLARIS PKWY | 43240-2040 | Not Required by DOW | 1186255 | WILKINS | 975 | RP | 1.500 | 54915 | NORTH LANDING DOCK IN CAGE
1400 | POLARIS PKWY | 43240-2040 | Removed | 18386REM | AMES | 2000B | DC | 0.750 | 54916 | 1ST FLOOR EAST RECIEVING AREA
1400 | POLARIS PKWY | 43240-2040 | Removed | B36510REM | WILKINS | 975 | RP | 3.000 | 54917 | NORTH LANDING DOCK IN CAGE
1400 | POLARIS PKWY | 43240-2040 | Not Required by DOW | A16414 | WATTS | 009M2PCQT | RP | 1.000 | 89412 | DENTAL HALLWAY MECH ROOM
1400 | POLARIS PKWY | 43240-2040 | Active | UC-1228 | WATTS | 957 | RP | 3.000 | 3648217
1400 | POLARIS PKWY | 43240-2040 | Active | V55539 | WILKINS | 350ADA | DCDA | 8.000 | 3648218
1400 | POLARIS PKWY | 43240-2040 | Active | HC34340 | WATTS |  | DC | 0.750 | 3648219
1400 | POLARIS PKWY | 43240-2040 | Not Required by DOW | 4888165 | WILKINS | 975XL2 | RP | 0.750 | 3649314 | IN BACK OF BUILDING BY ICE MACHINE IN CONCESSION AREA
1408 | POLARIS PKWY | 43240-2040 | Not Required by DOW | W336495 | WILKINS | 975XL | RP | 0.750 | 92808 | MECH ROOM NW - MITCHELS STK HSE
1408 | POLARIS PKWY | 43240-2040 | Active | 09680 | AMES | 4000B | RP | 2.000 | 92970 | HOT BOX
1408 | POLARIS PKWY | 43240-2040 | Active | N0703070901 | FEBCO | 876V | DCDA | 6.000 | 92971 | HOT BOX
1408 | POLARIS PKWY | 43240-2040 | Active | 023324 | FEBCO | 805YB | DC | 0.750 | 92972 | HOT BOX
1414 | POLARIS PKWY | 43240-2040 | Not Required by DOW | W279521 | WILKINS | 975A | RP | 1.000 | 90465 | MECH ROOM
1414 | POLARIS PKWY | 43240-2040 | Not Required by DOW | 1183540207 | AMES | 4000SS | RP | 2.500 | 90512 | RISER ROOM, ANTIFREEZE LOOP??
1414 | POLARIS PKWY | 43240-2040 | Active | 08144 | AMES | 4000B | RP | 2.000 | 90515 | IN HOT BOX FRONT SE OF BJ'S LOT
1414 | POLARIS PKWY | 43240-2040 | Active | 107441118 | AMES | 3000SS | RPDA | 6.000 | 90516 | IN HOT BOX FRONT SE OF BJ'S LOT
1414 | POLARIS PKWY | 43240-2040 | Removed | 082784REM | WATTS | 007M3QT | DC | 0.750 | 90517 | IN HOT BOX FRONT SE OF BJ'S LOT
1414 | POLARIS PKWY | 43240-2040 | Active | 374755 | WATTS | 009M3-FP | RP | 0.750 | 3639087 | HOT BOX S/E CORNER OF LOT
1425 | POLARIS PKWY | 43240-6002 | Not Required by DOW | 881416 | WILKINS | 975XLBMS | RP | 1.500 | 54990 | EAST WALL MECH ROOM
1425 | POLARIS PKWY | 43240-6002 | Active | 934821 | WILKINS | 975XLBMS | RP | 1.500 | 54991 | MID S MECH/METER RM AT WATER MTR -OUTSIDE DR
1428 | POLARIS PKWY | 43240 | Active | 40837 | WATTS | 009M2QT | RP | 1.250 | 88324 | MECH ROOM
1428 | POLARIS PKWY | 43240 | Active | 08054 | AMES | 4000B | RP | 2.000 | 88410 | FRONT OF BLDG HOT BOX
1428 | POLARIS PKWY | 43240 | Active | A956182 | WILKINS | 350 | DC | 0.750 | 88412 | FRONT OF BLDG IN HOT BOX
1428 | POLARIS PKWY | 43240 | Active | 1431280605 | AMES | 3000SS | DCDA | 6.000 | 90936 | front of bldg in hot box
1450 | POLARIS PKWY | 43240-2040 | Active | 111069 | AMES | 3000SS | DCDA | 8.000 | 55057 | SPRIKLER VALVE ROOM
1450 | POLARIS PKWY | 43240-2040 | Active | 162870 | WATTS | 909 | RP | 3.000 | 55058 | NORTH WALL METER ROOM
1450 | POLARIS PKWY | 43240-2040 | Not Required by DOW | 67695 | WATTS | 009M2 | RP | 1.500 | 55059 | SPRINKLER ROOM
1450 | POLARIS PKWY | 43240-2040 | Active | 16481 | AMES | 2000B | DC | 0.750 | 55060 | SPRINKLER VALVE ROOM
1465 | POLARIS PKWY | 43240-6002 | Active | 105990 | AMES | 2000SS | DC | 8.000 | 55089 | SW CORNER OF BLDG IN OUTSIDE -- MECH RM
1465 | POLARIS PKWY | 43240-6002 | Active | 145391 | WATTS | 009QT | RP | 2.000 | 55090 | SW CORNER OF BLDG IN JANITOR'S ROOM
1465 | POLARIS PKWY | 43240-6002 | Not Required by DOW | 51858 | WATTS | 009M2QT | RP | 1.500 | 55091 | SE CORNER OF GARDEN CENTER BY DOUBLE DOORS
1465 | POLARIS PKWY | 43240-6002 | Not Required by DOW | 144796 | WATTS | 009QT | RP | 2.000 | 103438 | 1429 POLARIS PKWY, BACK STOCK
1465 | POLARIS PKWY | 43240-6002 | Due Install |  |  |  | DCDA | 8.000 | 3638059
1481 | POLARIS PKWY | 43240-6002 | Active | 43309 | WATTS | 009M2QT | RP | 1.500 | 55111 | SOUTH WALL OF MECHANICAL ROOM--STORAGE
1481 | POLARIS PKWY | 43240-6002 | Not Required by DOW | 3861328 | WILKINS | 975XL | RP | 1.500 | 55112 | S.E. BACK ROOM
1481 | POLARIS PKWY | 43240-6002 | Active | TF0231 | AMES | COLT 300GV | DCDA | 6.000 | 3639553 | HOT BOX N/E CORNER OF PROP
1481 | POLARIS PKWY | 43240-6002 | Active | 57001 | AMES | 2000BM3 | DC | 0.750 | 3639554 | HOT BOX N/E CORNER OF PROP
1481 | POLARIS PKWY | 43240-6002 | Active | G32331 | DERINGER | 40 | RP | 2.500 | 3655747 | SE CORNER AT RISERS
1485 | POLARIS PKWY | 43240 | Active | 10866 | WATTS | 009 | RP | 3.000 | 55121 | METER ROOM - REAR OF STORE
1485 | POLARIS PKWY | 43240 | Active | 294271 | WATTS | 009M2PCQT | RP | 2.000 | 55122 | METER ROOM - REAR OF BUILDING
1485 | POLARIS PKWY | 43240 | Active | 3B01165 | AMES | 3000SS | DCDA | 8.000 | 55123 | METER ROOM - REAR OF STORE
1485 | POLARIS PKWY | 43240 | Active | 4647 | AMES | 2000B | DC | 0.750 | 55124 | METER ROOM - REAR OF STORE
1499 | POLARIS PKWY | 43240 | Active | W104438 | WILKINS | 975XL | RP | 1.000 | 55155 | AT METER SETTING IN MECH ROOM OFF THE BREAK ROOM
1499 | POLARIS PKWY | 43240 | Not Required by DOW | CB113368 | WILKINS | 720A | PVB | 0.750 | 90620 | SOUTH SIDE OF BLDG OUTSIDE
1510 | POLARIS PKWY | 43240-2042 | Removed | 007924REM | Watts | 909 | RP | 2.000 | 55257 | REMOVED- AT NORTH END OF BUILDING NEAR WATER METER
1510 | POLARIS PKWY | 43240-2042 | Active | 110624 | AMES | 2000SS | DC | 8.000 | 55258 | Loading Dock S/E corner
1510 | POLARIS PKWY | 43240-2042 | Active | 16561 | AMES | 2000 B | DC | 0.750 | 55259 | LOADING DOCK S/E CORNER
1510 | POLARIS PKWY | 43240-2042 | Active | 007924 | WATTS | LF909M1QT | RP | 2.000 | 3611534 | LOADING DOCK/RECEIVING AREA
1515 | POLARIS PKWY | 43240 | Removed | 532953REM | WILKINS | 975 | RP | 1.000 | 55273 | ***REMOVED***MECH ROOM
1515 | POLARIS PKWY | 43240 | Removed | 536455REM | WILKINS | 975XL | RP | 1.500 | 55274 | ***REMOVED***MECH ROOM
1515 | POLARIS PKWY | 43240 | Removed | 559962REM | WILKINS | 975 | RP | 2.000 | 55275 | ***REMOVED***MECH ROOM
1515 | POLARIS PKWY | 43240 | Removed | 1890720716REM | AMES | 3000SS | DCDA | 4.000 | 3618129 | RISER ROOM
1515 | POLARIS PKWY | 43240 | Removed | 01935REM | AMES | LF2000BM3 | DC | 0.750 | 3618130
1515 | POLARIS PKWY | 43240 | Removed | 427505REM | WILKINS | 975XL | RP | 1.500 | 3618236 | BACK MECH ROOM BY METER
1515 | POLARIS PKWY | 43240 | Removed | 4273892REM | WILKINS | 975XL2 | RP | 2.000 | 3623254 | MECHANICAL ROOM OUTSIDE DOOR S/W SIDE OF BLDG
1515 | POLARIS PKWY | 43240 | Removed | 4275705REM | WILKINS | 975XL | RP | 1.500 | 3635779 | IN BUILDING STORAGE ROOM
1515 | POLARIS PKWY | 43240 | Active | 243488 | WATTS | LF009M2QT | RP | 2.000 | 3658897 | IN HEATED ENCLOSURE AFTER VAULT
1515 | POLARIS PKWY | 43240 | Active | XH-2894 | AMES | 300GV | DCDA | 4.000 | 3658898 | IN METER VAULT
1515 | POLARIS PKWY | 43240 | Active | 74962 | AMES | 2000BM3 | DC | 0.750 | 3658899 | IN METER VAULT
1530 | POLARIS PKWY | 43240-2042 | Active | 101032 | AMES | 5000 | RPDA | 6.000 | 55317 | RISER ROOM
1530 | POLARIS PKWY | 43240-2042 | Active | 162011 | WATTS | 909 | RP | 3.000 | 55318 | IN METER ROOM IN SE CORNER OF BUILDING
1530 | POLARIS PKWY | 43240-2042 | Active | 02244 | AMES | 4000B | RP | 0.750 | 55319 | RISER ROOM
1530 | POLARIS PKWY | 43240-2042 | Not Required by DOW | 66380 | WATTS | 009QT | RP | 1.500 | 55320 | MECH ROOM ON ROOF
1530 | POLARIS PKWY | 43240-2042 | Not Required by DOW | 66382 | WATTS | 009QT | RP | 1.500 | 55321 | IN METER ROOM SE CORNER OF BUILDING
1540 | POLARIS PKWY | 43240-4078 | Active | 162452 | AMES | 3000SS | DCDA | 8.000 | 103701 | 1500 POLARIS PKWY, MECHANICAL ROOM
1540 | POLARIS PKWY | 43240-4078 | Active | 58553 | AMES | 2000B | DC | 0.750 | 103744 | 1500 POLARIS PKWY, MECHANICAL ROOM
1540 | POLARIS PKWY | 43240-4078 | Not Required by DOW | 19226 | WATTS | 919QT | RP | 1.500 | 3610059 | SOUTH SIDE OF KITCHEN
1540 | POLARIS PKWY | 43240-4078 | Not Required by DOW | 17014 | AMES | 2000B | DC | 1.000 | 3628274
1554 | POLARIS PKWY | 43240-4082 | Active | ID-0193 | WATTS | 957RPDA-GV | RP | 4.000 | 96233 | SPRINKLER RISER RM BLDG 300-330
1554 | POLARIS PKWY | 43240-4082 | Active | 1653580608 | AMES | 3000SS | DCDA | 8.000 | 96283 | MECH ROOM
1554 | POLARIS PKWY | 43240-4082 | Active | 59758 | AMES | 2000B | DC | 0.750 | 96284 | 300 Bldg Mech Room
1554 | POLARIS PKWY | 43240-4082 | In Review |  |  |  | RPDA | 8.000 | 3628302 | MECH ROOM
1555 | POLARIS PKWY | 43240-2043 | Removed | 306353REM | WATTS | 800M4QT | PVB | 0.750 | 55391 | SOUTH SIDE OF CAR WASH
1555 | POLARIS PKWY | 43240-2043 | Removed | 4393671REM | WILKINS | 975XL | RP | 2.000 | 55392 | CARWASH MECH ROOM AT METER SET
1555 | POLARIS PKWY | 43240-2043 | Active | 261834 | WATTS | LF009M2QT | RP | 2.000 | 3658319 | Hotbox s/w of building. Property has 2 tapps.
1560 | POLARIS PKWY | 43240-2042 | Active | IB-0897 | WATTS | 957RPDA-GV | RP | 3.000 | 96236 | SPRINKLER/METER ROOM - Building 200
1560 | POLARIS PKWY | 43240-2042 | Active | 57017 | AMES | 2000B | DC | 0.750 | 96288 | MECH ROOM Bldg 200
1560 | POLARIS PKWY | 43240-2042 | Active | 1635070307 | AMES | 3000SS | DCDA | 8.000 | 96289 | MECH ROOM Bldg 200
1560 | POLARIS PKWY | 43240-2042 | Removed | 55748REM | WATTS | 009QT | RP | 0.750 | 96290 | REMOVED- ABOVE ICE MACH
1570 | POLARIS PKWY | 43240-2042 | Active | 09991 | WATTS | 919AQT | RP | 2.000 | 95327 | MECHANICAL ROOM OFF KITCHEN
1570 | POLARIS PKWY | 43240-2042 | Active | V12805 | WILKINS | 350ADA | DCDA | 4.000 | 95477 | ROOM #126 MECH ROOM LOCATED OFF KITCHEN
1570 | POLARIS PKWY | 43240-2042 | Active | 2597846 | WILKINS | 950 | DC | 0.750 | 95478 | MECH ROOM #126 LOCATED OFF KITCHEN
1570 | POLARIS PKWY | 43240-2042 | Not Required by DOW | 2826508 | WILKINS | 975XLBMS | RP | 1.250 | 95479 | MECH ROOM #126 OFF KITCHEN
1570 | POLARIS PKWY | 43240-2042 | Not Required by DOW | 646987 | WATTS | 800M4QT | PVB | 1.000 | 98323 | MECHANICAL ROOM
1570 | POLARIS PKWY | 43240-2042 | Not Required by DOW | 56299 | WATTS | 919qt | RP | 0.500 | 99502 | ICE MAKER IN SERVER PREP AREA
1600 | POLARIS PKWY | 43240 | Active | ALA10290 | WILKINS | 975XL3 | RP | 1.000 | 3657120 | LOCATED IN MECHANICAL ROOM AFTER METER SETTING
1600 | POLARIS PKWY | 43240 | Active | XL-1043 | AMES | COLT300GV | DCDA | 6.000 | 3657256 | LOCATED IN HOT BOX EAST SIDE BLDG
1600 | POLARIS PKWY | 43240 | Active | 76170 | AMES | 2000BM3 | DC | 0.750 | 3657257 | LOCATED IN HOT BOX EAST SIDE OF BLDG
1600 | POLARIS PKWY | 43240 | Not Required by DOW | ABB9462 | WILKINS | 975XL3 | RP | 0.750 | 3658847 | MECH ROOM AFTER DOMESTIC METER AND BACKFLOW
1611 | POLARIS PKWY | 43240-2045 | Active | 120755 | WATTS | 009QT | RP | 2.000 | 55607 | SW METER/MECH ROOM THRU OFFICE AT WATER MTR BAR LOUIE
1611 | POLARIS PKWY | 43240-2045 | Not Required by DOW | 77341 | WATTS | 009QT | RP | 1.000 | 55608 | MECHANICAL ROOM
1611 | POLARIS PKWY | 43240-2045 | Active | 64699 | AMES | 2000B | DC | 0.750 | 99129 | FRONT WALL BSMNT BAR LOUIE
1611 | POLARIS PKWY | 43240-2045 | Active | 1718420410 | AMES | 3000SS | DCDA | 4.000 | 99130 | FRONT WALL BSMNT
1611 | POLARIS PKWY | 43240-2045 | Not Required by DOW | 06765 | WATTS | 919 | RP | 0.500 | 3611331 | ON WALL @ LEFT SIDE OF ICE MACHINE
1835 | POLARIS PKWY | 43240-2049 | Active | 352706 | WILKINS | 975 | RP | 1.000 | 56358 | MECHANICAL ROOM
1835 | POLARIS PKWY | 43240-2049 | Active | 37436 | WATTS | 007QT | DC | 2.000 | 56359 | IN METER PIT S/SIDE OF DRIVEWAY TO 1835 @ PULSAR PL
1835 | POLARIS PKWY | 43240-2049 | Removed | A36800REM | WATTS | 009QT | RP | 0.500 | 56360 | REMOVED- IN KITCHEN BY ICE MACHINE
1835 | POLARIS PKWY | 43240-2049 | Due Install |  |  |  | RP |  | 3635159
1835 | POLARIS PKWY | 43240-2049 | Active | AMA16570 | WILKINS | 975XL3 | RP | 2.000 | 3657594 | MECH RM BY KITCHEN
1881 | POLARIS PKWY | 43240-2049 | Active | 01451 | AMES | 2000B | DC | 1.500 | 56496 | MECHANICAL ROOM
1881 | POLARIS PKWY | 43240-2049 | Active | 334812 | WATTS | 909M1QT | RP | 1.500 | 56497 | IN SOFTNER ROOM
1881 | POLARIS PKWY | 43240-2049 | Not Required by DOW | 87830 | WATTS | 009QT | RP | 1.000 | 56499 | MECH ROOM
1900 | POLARIS PKWY | 43240-4035 | Active | B21824 | WILKINS | 975 | RP | 3.000 | 56563 | LOADING DOCK NORTH OF BLDG
1900 | POLARIS PKWY | 43240-4035 | Removed | 219285REM | WATTS | 009QT | RP | 0.500 | 56564 | CEILING 5TH FLOOR BEHIND ELEVATOR IN HALLWAY
1900 | POLARIS PKWY | 43240-4035 | Not Required by DOW | 4319586 | wilkins | 975xl | RP | 1.500 | 56565 | SOUTH SIDE OF PROPERTY AT METER PIT
1900 | POLARIS PKWY | 43240-4035 | Active | A006510 | FEBCO | 805YR | DC | 0.750 | 56566 | IN METER PIT ON FIRE LINE (SERIAL # A006510)
1900 | POLARIS PKWY | 43240-4035 | Active | 9803231425 | FEBCO | 856 | DCDA | 6.000 | 56567 | SOUTH SIDE OF PROPERTY AT METER PIT
1900 | POLARIS PKWY | 43240-4035 | LPS - Active |  |  |  | LST |  | 3639202 | FIRE PUMP - FIRE PUMP ROOM AT DOCK
1935 | POLARIS PKWY | 43240- | Not Required by DOW | 258736 | WILKINS | 975 | RP | 1.000 | 56682 | CARWASH
1935 | POLARIS PKWY | 43240- | Not Required by DOW | 260591 | WILKINS | 975 | RP | 0.750 | 56683 | IN CAR WASH MECHANICAL ROOM
1935 | POLARIS PKWY | 43240- | Active | AMA07300 | WILKINS | 975XL3 | RP | 1.500 | 3635196 | MAIN BLDG SE UTILITY ROOM
1938 | POLARIS PKWY | 43240-2020 | Active | 52986 | AMES | 2000B | DC | 0.750 | 90714 | 1928 SUIT 103 NW CORNER
1938 | POLARIS PKWY | 43240-2020 | Active | A12513 | WATTS | 009M2QT | RP | 2.000 | 90718 | MECH ROOM AT WATER METER-1922
1938 | POLARIS PKWY | 43240-2020 | Active | 1547641206 | AMES | 3000SS | DCDA | 4.000 | 90719 | 1930 SUITE 103 NW CORNER
1938 | POLARIS PKWY | 43240-2020 | Active | 305104 | WATTS | 009M2QT | RP | 1.000 | 96693 | MECH ROOM AT WATER METER
1955 | POLARIS PKWY | 43240-2019 | Removed | 20486REM | WATTS | 007QT | DC | 1.000 | 56741 | REMOVED- BY METER STORE ROOM MAIN BUILDING
1955 | POLARIS PKWY | 43240-2019 | Removed | 29581REM | WATTS | 009PCQT | RP | 1.500 | 56743 | REMOVED- WEST WALL OF CAR WASH IN MECH ROOM AT WATER METER
1955 | POLARIS PKWY | 43240-2019 | Active | 3997008 | WILKINS | 975 | RP | 1.500 | 3608089 | @ Meter in Office
2000 | POLARIS PKWY | 43240-2108 | Not Required by DOW | 244528 | WATTS | 909M1 | RP | 1.500 | 56986 | MECHANICAL ROOM 1ST FLOOR--JANITORS ROOM
2000 | POLARIS PKWY | 43240-2108 | Removed | A49804REM | WATTS | 009QT | RP | 0.500 | 98116 | 2ND FLOOR BREAKROOM UNDERSINK
2000 | POLARIS PKWY | 43240-2108 | Removed | 34409REM | WATTS | LF009 | RP | 0.500 | 3611328 | 1ST FLOOR BREAK ROOM
2000 | POLARIS PKWY | 43240-2108 | Active | 233447 | WATTS | LF009M2QT | RP | 2.000 | 3653293 | HOT BOX BY VAULT. SE CORNER PROPERTY
2000 | POLARIS PKWY | 43240-2108 | Active | XE-0129 | AMES | COLT 300GV | DCDA | 6.000 | 3655190 | IN PIT SE CORNER PROPERTY
2000 | POLARIS PKWY | 43240-2108 | Active | 73747 | AMES | 2000BM3 | DC | 0.750 | 3655191 | IN PIT SE CORNER PROPERTY
2001 | POLARIS PKWY | 43240-2000 | Replaced | REPW507559 | WILKINS | 975XLBMS | RP | 2.000 | 57000 | REPLACED- 1640 M
2001 | POLARIS PKWY | 43240-2000 | Not Required by DOW | W695613 | WILKINS | 975XL | RP | 1.500 | 57001 | SPRINKLER CONTROL ROOM Rm.# 1200M
2001 | POLARIS PKWY | 43240-2000 | Not Required by DOW | W173197 | WILKINS | 975XL | RP | 0.500 | 57002 | SPRINKLER CONTROL ROOM Rm.# 1200M
2001 | POLARIS PKWY | 43240-2000 | Not Required by DOW | W187163 | WILKINS | 975XL | RP | 1.500 | 57006 | ROOM 1532
2001 | POLARIS PKWY | 43240-2000 | Not Required by DOW | W208395 | WILKINS | 975XL | RP | 1.500 | 74999 | CART WASH AREA ROOM# 1725
2001 | POLARIS PKWY | 43240-2000 | Not Required by DOW | W186999 | WILKINS | 975XL | RP | 1.000 | 75000 | CAGE WASH AREA Rm.# 1725
2001 | POLARIS PKWY | 43240-2000 | Not Required by DOW | W187124 | WILKINS | 975XL | RP | 1.000 | 75001 | CAGE WASH AREA Rm.# 1725
2001 | POLARIS PKWY | 43240-2000 | Not Required by DOW | W178118 | WILKINS | 975XL | RP | 1.500 | 75002 | CAGE WASH AREA Rm.# 1725
2001 | POLARIS PKWY | 43240-2000 | Not Required by DOW | W172216 | WILKINS | 975XL | RP | 0.750 | 75003 | Mezzanine Rm.# 2700M
2001 | POLARIS PKWY | 43240-2000 | Not Required by DOW | W149669 | WILKINS | 975XL | RP | 1.000 | 75004 | ABOVE CEILING, RM 1720
2001 | POLARIS PKWY | 43240-2000 | Not Required by DOW | 3858966 | WILKINS | 975XL2 | RP | 0.750 | 75005 | Room# 1720A
2001 | POLARIS PKWY | 43240-2000 | Not Required by DOW | 177888 | WILKINS | 975XL | RP | 2.000 | 88800 | ROOM 1625M STEAM BOILER ROOM
2001 | POLARIS PKWY | 43240-2000 | Active | 17750 | WILKINS | 975 | RP | 4.000 | 90877 | Mech. Room at water meter Rm.# 1717M
2001 | POLARIS PKWY | 43240-2000 | Not Required by DOW | 072856 | WILKINS | 975 | RP | 0.750 | 90878 | 2ND FLOOR RM 2002M CEILING
2001 | POLARIS PKWY | 43240-2000 | Not Required by DOW | 537809 | WILKINS | 975XL | RP | 0.750 | 90879 | Mezzanine above Rm.# 1620
2001 | POLARIS PKWY | 43240-2000 | Not Required by DOW | 56586 | WATTS | LF919QT | RP | 0.750 | 3607904 | BOILER ROOM (#1640)
2001 | POLARIS PKWY | 43240-2000 | Due Install |  |  |  | DCDA | 8.000 | 3629524 | MECHANICAL BY TEST LAB
2001 | POLARIS PKWY | 43240-2000 | Active | J-3436 | AMES |  | DC | 0.500 | 3655083
2001 | POLARIS PKWY | 43240-2000 | Active | A22851 | AMES |  | DCDA | 8.000 | 3655084
2006 | POLARIS PKWY | 43240 | Active | UD-2080 | AMES | COLT400 | RP | 3.000 | 3647189 | HOTBOX
2006 | POLARIS PKWY | 43240 | Active | UE-0438 | AMES | 500GV | RPDA | 4.000 | 3647190 | HOTBOX - FIRE SYSTEM
2006 | POLARIS PKWY | 43240 | Active | 85886 | WATTS | LF919QT | RP | 0.750 | 3647191 | HOTBOX - FIRE SYSTEM BYPASS
2006 | POLARIS PKWY | 43240 | Not Required by DOW | 207094 | WATTS | 009M2-FP | RP | 1.000 | 3652420 | IN MAIN MECHANICAL ROOM
2006 | POLARIS PKWY | 43240 | Not Required by DOW | 184697 | WATTS | 009M2-FP | RP | 1.000 | 3652421
2017 | POLARIS PKWY | 43240 | Active | 236319 | WATTS | 009M2PCQT | RP | 1.000 | 57029 | MECHANICAL ROOM/BACK OF BUILDING
2017 | POLARIS PKWY | 43240 | Active | 344058504 | AMES | 3000 | DCDA | 4.000 | 57030 | MECH ROOM
2017 | POLARIS PKWY | 43240 | Active | 38704 | AMES | 2000SS | DC | 0.750 | 57031 | MECH ROOM
2017 | POLARIS PKWY | 43240 | Active | W149672 | WILKINS | 975 | RP | 1.000 | 57032
2020 | POLARIS PKWY | 43240 | Active | 178324 | WATTS | LF009M2QT | RP | 2.000 | 3650398 | HOT BOX SE PROPERTY
2020 | POLARIS PKWY | 43240 | Active | VF-0400 | AMES | COLT 500-GV | RPDA | 4.000 | 3650399 | HOT BOX SE PROPERTY
2020 | POLARIS PKWY | 43240 | Active | 90808 | WATTS | LF919QT | RP | 0.750 | 3650400 | HOT BOX SE PROPERTY
2020 | POLARIS PKWY | 43240 | Not Required by DOW | ACC7535 | WILKINS | 975XL | RP | 2.000 | 3652100 | BACK OF BUILDING IN MECH ROOM
2040 | POLARIS PKWY | 43240-2007 | Active | F0411291500 | FEBCO | 876 | DCDA | 4.000 | 88045 | SPRKLR RISER RM BACK OF BLDG
2040 | POLARIS PKWY | 43240-2007 | Active | 177332 | WATTS | 909 | RP | 3.000 | 88175 | MECH RM BACK SIDE OF BLDG
2040 | POLARIS PKWY | 43240-2007 | Active | H006033 | FEBCO | 805YR | DC | 0.750 | 88176 | sprinkler riser room
2040 | POLARIS PKWY | 43240-2007 | Not Required by DOW | 1304947 | WILKINS | 975 | RP | 1.000 | 88177 | ABOVE WTR MTR IN MECH RM
2045 | POLARIS PKWY | 43240-2000 | Removed | 1263327REM | WILKINS | 975A | RP | 1.500 | 57099 | REMOVED- UNDER STAIRWELL EAST END OF BUILDING
2045 | POLARIS PKWY | 43240-2000 | Active | 14790 | FEBCO | 805YB | DC | 0.750 | 57100 | IN PIT NE CORNER OF PROPERTY
2045 | POLARIS PKWY | 43240-2000 | Active | 1288440415 | Ames | 4000ss | RP | 4.000 | 57101 | sprinkler riser rm
2045 | POLARIS PKWY | 43240-2000 | Active | 5621259 | FEBCO | 856 | DCDA | 6.000 | 57102 | IN PIT NE CORNER OF PROPERTY
2045 | POLARIS PKWY | 43240-2000 | Removed | W1780REM | WILKINS | 975 | RP | 1.000 | 57103 | REMOVED- BOILER ROOM
2055 | POLARIS PKWY | 43240-2000 | Active | 122782 | WATTS | 009M2QT | RP | 1.000 | 57125 | FURNACE ROOM
2055 | POLARIS PKWY | 43240-2000 | Not Required by DOW | 39358 | WATTS | 919AQT | RP | 1.000 | 102711 | MECHANICAL ROOM
2085 | POLARIS PKWY | 43240-2000 | Active | 09749 | WATTS | 919QT | RP | 1.500 | 96234 | BACK BY METER
2085 | POLARIS PKWY | 43240-2000 | Not Required by DOW | 19758 | WATTS | 919QT | RP | 0.750 | 96285 | BEHIND BACK RIGHT ICE MAKER
2085 | POLARIS PKWY | 43240-2000 | Not Required by DOW | 19397 | WATTS | 919QT | RP | 0.750 | 96286 | FRONT ICE MAKER
2085 | POLARIS PKWY | 43240-2000 | Not Required by DOW | 15103 | WATTS | 919QT | RP | 0.750 | 96287 | BEHIND BACK LEFT ICE MAKER
2085 | POLARIS PKWY | 43240-2000 | Not Required by DOW | J045739 | FEBCO | 825Y | RP | 1.000 | 99040 | WATER CLOSET OUTSIDE
2086 | POLARIS PKWY | 43240 | Active | 3471532 | WILKINS | 975XL | RP | 1.500 | 101686 | NE BACK UTLTY AREA AT WATER MTR -TIM HORTONS
2086 | POLARIS PKWY | 43240 | Not Required by DOW | 3590236 | WILKINS | 975XL | RP | 1.000 | 101740 | MECH AREA BEHING AND BELOW WATER METER IRRIGATION
2100 | POLARIS PKWY | 43240-2192 | Active | H014359 | FEBCO | 805YB | DC | 0.750 | 96770 | RISER ROOM
2100 | POLARIS PKWY | 43240-2192 | Not Required by DOW | 2907338 | WILKINS | 975XL | RP | 1.000 | 96771 | RISER ROOM
2100 | POLARIS PKWY | 43240-2192 | Active | N0810100618 | FEBCO | 876V | DCDA | 6.000 | 96772 | RISER ROOM
2100 | POLARIS PKWY | 43240-2192 | Not Required by DOW | 11478 | WATTS | 919QT | RP | 2.000 | 97016 | POOL ROOM
2100 | POLARIS PKWY | 43240-2192 | Not Required by DOW | 08927 | WATTS | 919QT | RP | 1.250 | 97021 | MECH ROOM
2100 | POLARIS PKWY | 43240-2192 | Active | 186665 | WATTS | 909 | RP | 3.000 | 97955 | MECH ROOM RISER ROOM
2101 | POLARIS PKWY | 43240- | Not Required by DOW | 1074465 | WILKINS | 975XLBMS | RP | 2.000 | 57257 | UNKNOWN
2101 | POLARIS PKWY | 43240- | Not Required by DOW | 178146 | WATTS | 009QT | RP | 0.750 | 57258 | 2121 POLARIS PKWY, MECHANICAL ROOM AT WATER METER
2101 | POLARIS PKWY | 43240- | Active | 21107 | AMES | 3000SS | DCDA | 6.000 | 57259 | IN PIT N OF NE RAISING CAINES PARKING LOT
2101 | POLARIS PKWY | 43240- | Active | 51908 | WATTS | 007QT | DC | 0.750 | 57260 | IN PIT N OF NE RAISING CAINES PARKING LOT
2101 | POLARIS PKWY | 43240- | Not Required by DOW | 2907313 | WILKINS | 975XLBMS | RP | 1.000 | 57261 | AT [PIT NE OR RAISING CAINES PARKING LOT
2101 | POLARIS PKWY | 43240- | Active | ABM6880 | WILKINS | 975XL2 | RP | 1.000 | 103430 | 2103 POLARIS PARKWAY, CORNER OF KITCHEN BY WATER HEATER
2101 | POLARIS PKWY | 43240- | Due Install |  |  |  | RP | 2.000 | 3638489
2124 | POLARIS PKWY | 43240-2192 | Active | A40161 | WATTS | 009M2QT | RP | 1.000 | 96544
2134 | POLARIS PKWY | 43240-2192 | Not Required by DOW | 2830808 | WILKINS | 975XLBMS | RP | 1.500 | 95512
2134 | POLARIS PKWY | 43240-2192 | Active | 56252 | AMES | 2000B | DC | 0.750 | 95521 | MECH ROOM
2134 | POLARIS PKWY | 43240-2192 | Active | 159695 | AMES | 3000SS | DCDA | 4.000 | 95522 | MECH ROOM
2134 | POLARIS PKWY | 43240-2192 | Active | 2860941 | WILKINS | 975XLBMS | RP | 2.000 | 95523 | MECH ROOM AT WATER METER
2134 | POLARIS PKWY | 43240-2192 | Not Required by DOW | 70824 | WATTS | 919QT | RP | 0.750 | 3624494
2134 | POLARIS PKWY | 43240-2192 | Not Required by DOW | 118600 | WATTS | LF009M2QT | RP | 1.000 | 3624495 | By Rear Exit Door
2134 | POLARIS PKWY | 43240-2192 | Not Required by DOW | 075384 | WATTS | 007M2 | DC | 0.750 | 3631387 | UNDER PEP SINK EAST WALL FIVE GUYS
2134 | POLARIS PKWY | 43240-2192 | Not Required by DOW | 72824 | WATTS | 919 | RP | 0.750 | 3631388 | FIVE GUYS
2191 | POLARIS PKWY | 43240-2022 | Active | 1043260 | WILKINS | 975 | RP | 1.000 | 57557 | MECH ROOM
2191 | POLARIS PKWY | 43240-2022 | Active | 1043279 | WILKINS | 975 | RP | 1.000 | 57558 | MECH ROOM
2202 | POLARIS PKWY | 43240 | Not Required by DOW | 32417 | WATTS | 919AQT | RP | 1.000 | 101289 | EAST WALL, CARWASH EQUIPMENT ROOM
2202 | POLARIS PKWY | 43240 | Active | 3444120 | WILKINS | 975XL | RP | 2.000 | 102061 | EAST WALL CAR WASH EQUIPMENT ROOM
2202 | POLARIS PKWY | 43240 | Not Required by DOW | 3512593 | WILKINS | 975XL | RP | 2.000 | 102062 | EAST WALL CAR WASH EQUIPMENT ROOM
1555 | POLARIS PKWY UNIT WATER | 43240 | Active | 136403 | WATTS | LF009M2QT | RP | 1.500 | 3658896 | HOT BOX EASTSIDE OF PROPERTY
1555 | POLARIS PKWY UNIT WATER | 43240 | [6 empty] | 3658996
1500 | POLARIS SE PKWY | 43240-2126 | Active | 101181349 | FEBCO | 826YD | RP | 3.000 | 55214 | E-1 South Mechanical Room
1500 | POLARIS SE PKWY | 43240-2126 | Active | 19048 | AMES | 2000B | DC | 0.750 | 55220 | SOUTH MECH ROOM
1500 | POLARIS SE PKWY | 43240-2126 | Not Required by DOW | 11243 | WATTS | 919QT | RP | 1.500 | 3615173 | SPRINKLER/MECHANICAL ROOM 100 BY SWEET & SASSY
1500 | POLARIS SE PKWY | 43240-2126 | Active | 133230401 | AMES | 3000SS | DCDA | 8.000 | 3624988 | SOUTH MECH ROOM
1500 | POLARIS SW PKWY | 43240-2126 | Active | 102081226 | FEBCO | 860 | RP | 3.000 | 55215 | F-1 Meter Room
866 | POLING DR | 43224-1956 | Active | CB620463 | WILKINS | 720A | PVB | 0.750 | 3509020 | LEFT FRONT
615 | POLLARD PLACE DR | 43026 | Active | T230528 | WILKINS | 720A | PVB | 0.750 | 3613477 | LEFT SIDE
6197 | POLLARD PLACE DR | 43026-6110 | Active | T293516 | WILKINS | 720A | PVB | 0.750 | 103842 | LEFT SIDE
6245 | POLLARD PLACE DR | 43026-6127 | Active | CAA28908 | WILKINS | 720A | PVB | 0.750 | 3595726 | RIGHT SIDE OF HOUSE
6258 | POLLARD PLACE DR | 43026-6109 | Active | H323081 | FEBCO | 765 | PVB | 0.750 | 88688 | LEFT SIDE
6271 | POLLARD PLACE DR | 43026-6127 | Active | T424775 | WILKINS | 720A | PVB | 0.750 | 69535 | LEFT SIDE OF HOUSE
1828 | POMODORO DR | 43026 | Active | T418935 | WILKINS | 720A | PVB | 0.750 | 3654027 | LEFT SIDE OF HOUSE
4446 | POND LILY CT | 43054-5026 | Active | 953422 | WILKINS | 720A | PVB | 0.750 | 64031 | LEFT SIDE OF HOUSE
4452 | POND LILY CT | 43054-5026 | Active | CB016684 | WILKINS | 720A | PVB | 0.750 | 92151 | LEFT SIDE OF HOUSE
5757 | PONDEROSA DR | 43231-3102 | Active | 10063 | FEBCO | 805 | DC | 0.750 | 67843 | BASEMENT MECH ROOM
5757 | PONDEROSA DR | 43231-3102 | Active | 036598 | WATTS | 009M2QT | RP | 1.500 | 67844 | ABOVE CEILING AT FOYER SE ENTRANCE
5757 | PONDEROSA DR | 43231-3102 | Active | 9902161456 | FEBCO | 856 | DCDA | 6.000 | 67845 | BASEMENT MECH ROOM
5757 | PONDEROSA DR | 43231-3102 | Active | 157093 | WATTS | 909QTFDA | RP | 3.000 | 93432 | LOWER LEVEL BOILER ROOM RIDGEWOOD TERRACE
5757 | PONDEROSA DR | 43231-3102 | Active | 157488 | WATTS | 009M3-FP | RP | 0.750 | 3623082 | UNDER 3 COMP SINK IN DE NEW KITCHEN
4042 | PONDS EDGE ST | 43123-8089 | Active | G216242 | WILKINS | 720A | PVB | 0.750 | 95543 | LEFT SIDE
5953 | PONDVIEW CT | 43026-7087 | Active | A008661 | WILKINS | 720A | PVB | 0.750 | 68397 | OUTSIDE
6350 | PONTIUS RD | 43125- | Not Required by DOW | 386630 | WATTS | 909M1QT | RP | 2.000 | 69762 | SPRINKLER RISER ROOM AT METER
6350 | PONTIUS RD | 43125- | Active | U0697 | CONBRACO | 40208T2 | RP | 2.000 | 69763 | SPRINKLER RISER ROOM AT METER
6350 | PONTIUS RD | 43125- | Active | F041021135 | FEBCO | 876 | DCDA | 8.000 | 69764 | FIRE PUMP ROOM
6350 | PONTIUS RD | 43125- | Active | H005132 | FEBCO | 805 | DC | 0.750 | 69765 | FIRE PUMP ROOM
6350 | PONTIUS RD | 43125- | LPS - Active |  |  |  | LST |  | 3633042 | FIRE PUMP ROOM
6400 | PONTIUS RD | 43125- | Active | 135054 | AMES | 3000SS | DCDA | 8.000 | 69882 | SW PUMP ROOM
6400 | PONTIUS RD | 43125- | Not Required by DOW | 178590 | WATTS | 007M3 | DC | 0.750 | 69883 | ABOVE MOP SINK BY HW-TANK IN WAREHOUSE AREA NW CORNER
6400 | PONTIUS RD | 43125- | Active | 238169 | WATTS | 009M2 | RP | 2.000 | 69884 | PUMP HOUSE
6400 | PONTIUS RD | 43125- | Active | 38464 | AMES | 2000B | DC | 0.750 | 69885 | SW PUMP ROOM
6400 | PONTIUS RD | 43125- | Active | 01693 | AMES | 4000B | RP | 1.500 | 75108 | EAST TRASH COMPACTOR
6400 | PONTIUS RD | 43125- | Active | 03347 | AMES | 4000B | RP | 1.500 | 75109 | WEST TRASH COMPACTOR
6400 | PONTIUS RD | 43125- | Not Required by DOW | 16713 | WATTS | 919QT | RP | 1.500 | 3611302 | NE END OF BUILDING
6400 | PONTIUS RD | 43125- | Not Required by DOW | 16435 | WATTS | 919QT | RP | 1.500 | 3611303 | PUMP ROOM
6400 | PONTIUS RD | 43125- | LPS - Active |  |  |  | LST |  | 3658502 | FIRE PUMP - PUMP ROOM
6500 | PONTIUS RD | 43125 | Active | QB-0511 | AMES | COLT 300GV | DCDA | 10.000 | 3618506 | HOT BOX
6500 | PONTIUS RD | 43125 | Active | 41530 | AMES | 2000BM3 | DC | 0.750 | 3618555 | HOT BOX
6500 | PONTIUS RD | 43125 | Active | L104045 | WILKINS | 375 | RP | 3.000 | 3618556 | MECHANICAL ROOM
6500 | PONTIUS RD | 43125 | Not Required by DOW | 983 | WATTS | LF800M4QT | PVB | 1.500 | 3618557 | MECHANICAL ROOM
6500 | PONTIUS RD | 43125 | LPS - Active |  |  |  | VSS |  | 3639358 | FIRE BOOSTER PUMP
6606 | PONTIUS RD | 43125 | Active | PI-1930 | WATTS | 957 | RP | 3.000 | 3614906 | Fire/Domestic Water Service Rm - West Wall
6606 | PONTIUS RD | 43125 | Not Required by DOW | B029459 | WILKINS | 375 | RP | 2.000 | 3614942 | Fire/Domestic Water Service Rm - West Wall
6606 | PONTIUS RD | 43125 | Active | PI-1789 | AMES | COLT 300NBF | DCDA | 10.000 | 3614943 | HOT BOX FRONT OF BUILDING
6606 | PONTIUS RD | 43125 | Active | 40707 | AMES | 2000B | DC | 0.750 | 3614944 | HOT BOX IN FRONT OF BUILDING
6606 | PONTIUS RD | 43125 | LPS - Active |  |  |  | LST |  | 3648820 | RISER ROOM FRONT CENTER OF BUILDING
6766 | PONTIUS RD | 43125-1301 | Active | 122261 | WATTS | 009M2QT | RP | 1.500 | 88840 | PUMP ROOM
6766 | PONTIUS RD | 43125-1301 | Active | F060523140 | FEBCO | 876 | DCDA | 8.000 | 88861 | FRONT OF BUILDING PUMP ROOM
6766 | PONTIUS RD | 43125-1301 | Active | 9482 | FEBCO | 805Y | DC | 0.750 | 88862 | BY PASS ON 3" BACKFLOW
6766 | PONTIUS RD | 43125-1301 | Not Required by DOW | 4618217 | WILKINS | 975XL | RP | 1.000 | 88863 | OUT SIDE PUMP ROOM
6766 | PONTIUS RD | 43125-1301 | LPS - Active |  |  |  | LST |  | 3626246
6766 | PONTIUS RD | 43125-1301 | Not Required by DOW | ABT2310 | WILKINS | 975XL | RP | 0.750 | 3633808 | SOUTH BATTERY AREA ON WALL
6766 | PONTIUS RD | 43125-1301 | Not Required by DOW | 437630 | WILKINS | 975XL | RP | 0.750 | 3633809 | NORTH BATTERY AREA ON WALL
6840 | PONTIUS RD | 43125 | Active | J021587 | FEBCO | 825Y | RP | 1.500 | 103945 | INSIDE HOT BOX JUST OFF PONTIUS ROAD
6840 | PONTIUS RD | 43125 | Active | N1107130141 | FEBCO | 856 | DCDA | 8.000 | 103946 | INSIDE HOT BOX JUST OFF OF PONTIOUS ROAD
6840 | PONTIUS RD | 43125 | Active | H017471 | FEBCO | 805YB | DC | 0.750 | 103947 | INSIDE HOT BOX JUST OFF OF PONTIUS
6840 | PONTIUS RD | 43125 | LPS - Active |  |  |  | LST |  | 3636287 | FIRE PUMP - INSIDE PUMP ROOM S/E PART OF BUILDING
7070 | PONTIUS RD | 43125 | Active | 19518 | WATTS | 919QT | RP | 1.500 | 3611470 | MECHANICAL ROOM
7070 | PONTIUS RD | 43125 | Active | 1857600815 | AMES | 3000SS | DCDA | 8.000 | 3611481 | FIRE PUMP ROOM
7070 | PONTIUS RD | 43125 | Active | 73976 | AMES | 2000B | DC | 0.750 | 3611484 | FIRE PUMP ROOM
3982 | POPPYSEED CT | 43207-4630 | Active | 14099 | AMES | 2000B | DC | 1.000 | 62446 | BASEMENT
3982 | POPPYSEED CT | 43207-4630 | Not Required by DOW | [5 empty] | 3624776
2222 | PORT RD | 43217- | Active | W96544 | WILKINS | 550 | DC | 1.500 | 3509464
2626 | PORT RD | 43217-1136 | Active | 278410 | WATTS | 909M1QT | RP | 2.000 | 58810 | IN WAREHOUSE AT FIRE SPRINKLER SUPPLY
2626 | PORT RD | 43217-1136 | Due Install |  |  |  | DCDA | 8.000 | 3636456 | IN WAREHOUSE AT FIRE SPRINKLER SUPPLY
2626 | PORT RD | 43217-1136 | Due Install |  |  |  | RP | 2.000 | 3638475 | IN WAREHOUSE AT FIRE SPRINKLER SUPPLY
2700 | PORT RD | 43217-1136 | Active | 4934497 | WILKINS | 975XL2 | RP | 2.000 | 59007 | WEST SPRINKLER RISER ROOM
2700 | PORT RD | 43217-1136 | Active | 2GK1060 | AMES | 2000-DCA | DC | 6.000 | 59008 | SPRINKLER RISER ROOM WEST
6400 | PORT RD | 43125-9117 | Active | YI-0731 | AMES | COLT 300GV | DCDA | 8.000 | 69886 | FIRE PUMP ROOM -- SERIAL #102240
6400 | PORT RD | 43125-9117 | Active | 28247 | WILKINS | 975 | RP | 3.000 | 69887 | FIRE PUMP ROOM
6400 | PORT RD | 43125-9117 | Not Required by DOW | 486286 | WILKINS | 720A | PVB | 1.500 | 69888 | OUTSIDE MEDLINE SPACE
6400 | PORT RD | 43125-9117 | In Review |  | AMES | COLT 300GV | DCDA | 10.000 | 3644617
6400 | PORT RD | 43125-9117 | LPS - Active |  |  |  | LST |  | 3644618 | FIRE PUMP -
6500 | PORT RD | 43125-9103 | Not Required by DOW | 4123074 | WILKINS | 975 | RP | 2.000 | 70120 | NORTH SIDE ENTRANCE
6500 | PORT RD | 43125-9103 | Active | 314177 | WATTS | 909M1QT | RP | 2.000 | 70122 | NORTH SIDE, PUMP ROOM
6500 | PORT RD | 43125-9103 | Active | Y1-0731 | AMES | COLT 300 GV | DCDA | 10.000 | 3649444 | NORTH SIDE ENTRANCE
6500 | PORT RD | 43125-9103 | Active | 78986 | AMES | 2000 | DC | 0.750 | 3659145 | NORTH SIDE ENTRANCE
6500 | PORT RD | 43125-9103 | LPS - Active |  |  |  | LST |  | 3659494 | FIRE PUMP - FIRE PUMP ROOM
6600 | PORT RD | 43125-9129 | Not Required by DOW | 011187 | WATTS | 800M4 | PVB | 1.500 | 70351 | BATTERY CHARGER
6600 | PORT RD | 43125-9129 | Active | 1190 | WATTS | 909M1 | RPDA | 10.000 | 70352 | FIRE PUMP ROOM
6600 | PORT RD | 43125-9129 | Active | 145192 | WATTS | 909 | RP | 3.000 | 70353 | FIRE PUMP ROOM (NEXT TO WATER METER)
6600 | PORT RD | 43125-9129 | Active | 145566 | WATTS | 909 | RP | 3.000 | 70354 | FIRE PUMP ROOM (NEXT TO WATER METER)
6600 | PORT RD | 43125-9129 | Active | 365073 | WATTS | 909QT | RP | 0.750 | 70355 | FIRE PUMP ROOM
6600 | PORT RD | 43125-9129 | Not Required by DOW | 4346673 | WILKINS | 975XL2 | RP | 1.000 | 70356 | ROOM 168 IN CEILING, HOT WATER CLOSET
6600 | PORT RD | 43125-9129 | Removed | 839REM | WATTS | 008PCQT | SVB | 1.000 | 70357 | REMOVED- ROOM 277 IN CEILING NE CORNER, ABOVE LOCKERS IN LOCKER ROOM
6600 | PORT RD | 43125-9129 | Removed | 841REM | WATTS | 008PCQT | SVB | 0.500 | 70358 | REMOVED - COMPUTER ROOM CLOSET ABOVE CEILING
6600 | PORT RD | 43125-9129 | Removed | 42268REM | WATTS | 008PCQT | SVB | 0.500 | 70359 | REMOVED - ROOM 266 ABOVE LEIBERT UNIT IN CEILING, COMPUTER RM 2ND FLOOR
6600 | PORT RD | 43125-9129 | Not Required by DOW | 4545060 | WILKINS | 975XL | RP | 1.500 | 87670 | PUMP ROOM
6600 | PORT RD | 43125-9129 | LPS - Active |  |  |  | LST |  | 3634998
6700 | PORT RD | 43125-9105 | Active | 3HL1146 | AMES | 3000SE | DCDA | 8.000 | 70521 | FIRE PUMP ROOM
6700 | PORT RD | 43125-9105 | Removed | 401311REM | WILKINS | 975 | RP | 1.500 | 70522 | IN PUMP ROOM
6700 | PORT RD | 43125-9105 | Active | 28918C | WILKINS | 375AST | RP | 4.000 | 3650467 | In Fire Pump Room
6700 | PORT RD | 43125-9105 | Active | 83714 | WATTS | 007M2QT | DC | 0.750 | 3650834 | WEST SIDE OF BUILDING IN THE MIDDLE OF BUILDING
6750 | PORT RD | 43125-9105 | Active | 144870 | WATTS | 909 | RP | 3.000 | 70592 | GARAGE STRAIGHT IN FROM GUARD HOUSE
6800 | PORT RD | 43125-9109 | Active | AMA16614 | WILKINS | 975XL3 | RP | 1.500 | 3509465
6800 | PORT RD | 43125-9109 | Due Install |  |  |  | DCDA | 8.000 | 3633183 | IN PIT
6800 | PORT RD | 43125-9109 | Active | 75462 | AMES | 2000B | DC | 0.750 | 3659633 | IN PIT
8975 | PORTOFINO PL | 43016-6276 | Active | CB000914 | WILKINS | 720A | PVB | 0.750 | 102714 | LEFT FRONT
8983 | PORTOFINO PL | 43016-6276 | Active | G181896 | WILKINS | 720A | PVB | 0.750 | 92413 | LEFT SIDE (EAST)
8991 | PORTOFINO PL | 43016-6276 | Active | G185940 | WILKINS | 720A | PVB | 0.750 | 3598942 | LEFT FRONT
8992 | PORTOFINO PL | 43016-6276 | Active | G080945 | WILKINS | 720A | PVB | 0.750 | 91576 | RIGHT SIDE
8999 | PORTOFINO PL | 43016-6276 | Active | T418201 | WILKINS | 720A | PVB | 0.750 | 100332 | RIGHT FRONT
9007 | PORTOFINO PL | 43016-6274 | Active | G186048 | WILKINS | 720A | PVB | 0.750 | 93092 | LEFT SIDE OF HOUSE
9015 | PORTOFINO PL | 43016-6274 | Active | G208243 | WILKINS | 720A | PVB | 0.750 | 92469 | LEFT SIDE
9016 | PORTOFINO PL | 43016-6274 | Active | T023698 | WILKINS | 720A | PVB | 0.750 | 99983 | LEFT SIDE
9023 | PORTOFINO PL | 43016-6274 | Active | G212952 | WILKINS | 720A | PVB | 0.750 | 96037 | RIGHT SIDE
9031 | PORTOFINO PL | 43016-6274 | Active | G044047 | WILKINS | 720A | PVB | 0.750 | 93400 | LEFT SIDE
9039 | PORTOFINO PL | 43016-6274 | Active | F022302 | WILKINS | 720A | PVB | 0.750 | 103541 | RIGHT SIDE OF HOUSE
9040 | PORTOFINO PL | 43016-6274 | Active | G176728 | WILKINS | 720A | PVB | 0.750 | 92093 | FRONT OF HOUSE
9047 | PORTOFINO PL | 43016-6274 | Active | G043911 | WILKINS | 720A | PVB | 0.750 | 92675 | LEFT SIDE (SOUTH)
9055 | PORTOFINO PL | 43016-6274 | Active | G152284 | WILKINS | 720A | PVB | 0.750 | 92714 | RIGHT SIDE (EAST)CENTER
9063 | PORTOFINO PL | 43016-6274 | Active | T197610 | WILKINS | 720A | PVB | 0.750 | 3608279 | LEFT FRONT, WEST SIDE
9071 | PORTOFINO PL | 43016-6274 | Active | T366190 | WILKINS | 720A | PVB | 0.750 | 3609650 | RIGHT FRONT
9072 | PORTOFINO PL | 43016-6274 | Active | G214959 | WILKINS | 720A | PVB | 0.750 | 96038 | LEFT SIDE
9079 | PORTOFINO PL | 43016-6274 | Active | T231561 | WILKINS | 720A | PVB | 0.750 | 3615134 | LEFT FRONT
9087 | PORTOFINO PL | 43016-6274 | Active | G080946 | WILKINS | 720A | PVB | 0.750 | 91478 | SOUTH SIDE WALL CENTER OF PATTIO
9088 | PORTOFINO PL | 43016-6274 | Active | T337807 | WILKINS | 720A | PVB | 0.750 | 3639442 | LEFT SIDE
9095 | PORTOFINO PL | 43016 | Active | CB386415 | WILKINS | 720A | PVB | 0.750 | 3628074 | RIGHT OF FRONT DOOR
7013 | POST PERSERVE BL | 43016-7048 | Active | G186016 | WILKINS | 720A | PVB | 0.750 | 92992 | RIGHT SIDE OF HOUSE
7028 | POST PRESERVE BL | 43016-7047 | Active | CB029255 | WILKINS | 720A | PVB | 0.750 | 103149 | LEFT SIDE OF HOUSE
7044 | POST PRESERVE BL | 43016-7047 | Active | H515254 | FEBCO | 765 | PVB | 0.750 | 88402 | LEFT SIDE OF HOUSE
7045 | POST PRESERVE BL | 43016-7048 | Active | G208277 | WILKINS | 720A | PVB | 0.750 | 96023 | LEFT SIDE
7053 | POST PRESERVE BL | 43016-7048 | Active | G208097 | WILKINS | 720A | PVB | 0.750 | 95107 | RIGHT SIDE OF HOUSE
6925 | POST PRESERVE BLVD | 43016-7040 | Active | G043852 | WILKINS | 720A | PVB | 0.750 | 91535 | NE CORNER
6973 | POST PRESERVE BLVD | 43016-7040 | Active | CB607452 | WILKINS | 720A | PVB | 0.750 | 96017 | RIGHT SIDE OF HOUSE
6980 | POST PRESERVE BLVD | 43016-7041 | Active | G044076 | WILKINS | 720A | PVB | 0.750 | 71095 | LEFT SIDE OF HOUSE
6981 | POST PRESERVE BLVD | 43016-7040 | Active | FAK1154 | WILKINS | 720A | PVB | 0.750 | 71098 | FRONT OF HOME, LEFT OF FRONT DOOR
6985 | POST PRESERVE BLVD | 43016 | Active | 3128902 | WILKINS | 975 | RP | 0.750 | 71100 | 2ND ISLAND LANDSCAPE PLANTING AREA
6988 | POST PRESERVE BLVD | 43016-7041 | Active | CB431853 | WILKINS | 720 | PVB | 0.750 | 3594651 | LEFT SIDE OF HOUSE
7005 | POST PRESERVE BLVD | 43016-7048 | Active | G125261 | WILKINS | 720A | PVB | 0.750 | 95304 | RIGHT SIDE OF HOUSE
7012 | POST PRESERVE BLVD | 43016-7047 | Active | CB029564 | WILKINS | 720-A | PVB | 0.750 | 103063 | RIGHT SIDE OF HOUSE
7021 | POST PRESERVE BLVD | 43016-7048 | Active | CB587235 | WILKINS | 720A | PVB | 0.750 | 87747 | LEFT SIDE OF HOUSE
7029 | POST PRESERVE BLVD | 43016-7048 | Active | A151115 | WILKINS | 720A | PVB | 0.750 | 87564 | RIGHT FRONT IN BUSHES
7060 | POST PRESERVE BLVD | 43016 | Active | H616831 | FEBCO | 765 | PVB | 0.750 | 100009 | LEFT FRONT
7069 | POST PRESERVE BLVD | 43016-7048 | Active | H398524 | FEBCO | 765 | PVB | 1.000 | 89390 | EAST SIDE BY GAS METER
5002 | POST RD | 43017-1116 | Removed | 213918REM | WATTS | 009QT | RP | 1.000 | 65691 | *****REMOVED*****CAR WASH STATION
5002 | POST RD | 43017-1116 | Active | 62774 | WATTS | 009QT | RP | 1.500 | 65692 | EAST CENTER AT WATER METER E SHOWROOM TOY BARN
5016 | POST RD | 43017-1116 | Active | AMA04382 | WILKINS | 975XL3 | RP | 1.500 | 3509695 | SW THRU GARAGE MTR IN CABINET AT WATER METER
5035 | POST RD | 43017-1115 | Removed | A12205REM | FEBCO | 765 | PVB | 1.000 | 65787 | MECH ROOM
5035 | POST RD | 43017-1115 | Removed | 73247REM | WILKINS | 950 | DC | 1.000 | 65788 | MECH/METER ROOM MID S -OFF SHOW ROOM -LIMITED FIRE
5035 | POST RD | 43017-1115 | Active | 329687 | WATTS | LF009M2QT | RP | 1.000 | 3635307 | AT WATER METER, INSIDE OFFICE CLOSET, LEFT SIDE BLDG
5067 | POST RD | 43017-1115 | Not Required by DOW | 140568 | WATTS | 009M2QT | RP | 0.750 | 65906 | BACK OFFICE ELECTRIC ROOM AT WATER METER
5067 | POST RD | 43017-1115 | Inactive | 30869 | WATTS | 009M2QT | RP | 1.500 | 65907 | SW MECH/RISER ROOM THRU OFFICE AT WATER METER
5067 | POST RD | 43017-1115 | Not Required by DOW | 91674 | WATTS | 009M2QT | RP | 1.000 | 65908 | MECH ROOM NEXT TO WATER METER
5067 | POST RD | 43017-1115 | Not Required by DOW | [5 empty] | 3638016 | NE MECH/RISER ROOM
5100 | POST RD | 43017-1118 | Active | ALA50284 | WILKINS | 975XL3 | RP | 0.750 | 3509696 | BARN LOOKING BUILDING LOWER LEVEL FURNACE ROOM AT WATER METER
5105 | POST RD | 43017 | Active | 15151 | WATTS | 919AQT | RP | 1.500 | 102174 | MECHANICAL ROOM OSD JUST OUTSIDE OF PARTS DEPT
5125 | POST RD | 43017-1117 | Active | AA6292 | FEBCO | 765 | PVB | 1.500 | 66092 | AT METER PIT SOUTH OF MAIN DRIVE
5125 | POST RD | 43017-1117 | Due Install |  |  |  | RP | 6.000 | 3632463
5131 | POST RD | 43017-1160 | Removed | 8502REM | FEBCO | 765 | PVB | 1.000 | 66102 | REMOVED- FRONT YARD AT ENTRANCE
5131 | POST RD | 43017-1160 | Due Install |  |  |  | RP |  | 3633881 | AT METER
5131 | POST RD | 43017-1160 | Due Install |  |  |  | DCDA | 6.000 | 3633882
5175 | POST RD | 43017-2125 | Not Required by DOW | 99120 | WATTS | 709QT | DC | 2.000 | 96531 | MECH ROOM BEHIND FRONT DESK
5175 | POST RD | 43017-2125 | Active | 241381 | WATTS | 909QTFDA | RP | 6.000 | 96533 | E MECH/RISER RM AT WATER METER -VERTICAL, BEHIND FRT DESK
5200 | POST RD | 43017 | Active | ALA51194 | WILKINS | 975XL3 | RP | 0.750 | 3509698 | SE OF E GARAGE IN SERVICE BAY AT WATER METER PERFORMANCE CENTER
5594 | POST RD | 43017 | Active | 17788 | WATTS | 919QT | RP | 1.500 | 67354 | 65' FR ACCESS RD S & 10' S OF PIT, S OF DOWNPATRK IN EVENT LAWN E REC CTR
5594 | POST RD | 43017 | Safe storage | [5 empty] | 3636507
5600 | POST RD | 43017 | Active | 3LK1577 | AMES | 3000 | DCDA | 4.000 | 67377 | BOILER/MECH/METER ROOM FAC
5600 | POST RD | 43017 | Active | 158082 | WATTS | 909 | RP | 3.000 | 67378 | MECH/BOILER/METER RM AT WATER MTR (DOUBLE SET) FAC
5600 | POST RD | 43017 | Active | 158085 | WATTS | 909 | RP | 3.000 | 67379 | MECH/BOILER/METER RM AT WATER MTR (DOUBLE SET) FAC
5600 | POST RD | 43017 | Removed | 53416REM | WATTS | 009QT | RP | 0.500 | 67381 | REMOVED- MECHANICAL ROOM 205 SUPPLY STORAGE RM 2ND FL BY TRACK
5600 | POST RD | 43017 | Active | 61166 | WATTS | 007QT | DC | 0.750 | 67382 | MECH/BOILER/METER RM #190 FAC
5600 | POST RD | 43017 | Not required by DOW | 9919 | WATTS | 009QT | RP | 1.000 | 67383 | MECHANICAL ROOM 190 FAC
5600 | POST RD | 43017 | Not Required by DOW | 02139 | WATTS | 919 | RP | 0.500 | 100366 | POOL PUMP ROOM - CHEMICAL STORAGE FAC
5610 | POST RD | 43017- | Removed | 917408REM | WILKINS | 975 | RP | 1.000 | 67420 | REMOVED- 45' N OF W PL (NEXT TO SIDEWALK)
5614 | POST RD | 43017 | Active | ALA80801 | WILKINS | 975XL3 | RP | 0.750 | 67431 | INSIDE NE OF VINCE BLDG SPECIAL EVENTS (BARN) BLDG FOR SPIGOTS ONLY
6071 | POST RD | 43017- | Active | 213961 | WATTS | 909 | RP | 4.000 | 92711 | METER BUILDING
6071 | POST RD | 43017- | Active | 1096990706 | WATTS | 774DCDA | DCDA | 8.000 | 92907 | METER BUILDING
6071 | POST RD | 43017- | Active | A679453 | WILKINS | 350 | DC | 0.750 | 92908 | METER BUILDING
6071 | POST RD | 43017- | Replaced | CB151774 | WILKINS | 720A | PVB | 0.750 | 96849 | REPLACED- LEFT SIDED OF 6013 KENZIE LN
6071 | POST RD | 43017- | Not Required by DOW | G050766 | WILKINS | 720A | PVB | 0.750 | 96850 | LEFT SIDE OF - 6017 KENZIE
6071 | POST RD | 43017- | Not Required by DOW | A10823 | WATTS | 009M2PCQT | RP | 0.750 | 101362 | CLUB HOUSE/FURNACE ROOM
6071 | POST RD | 43017- | Not Required by DOW | CB151774 | WILKINS | 720A | PVB | 0.750 | 3611778 | LEFT SIDED OF 6013 KENZIE LN
6071 | POST RD | 43017- | Not Required by DOW | 039382 | WATTS | LF800M4 | PVB | 1.000 | 3632525 | RIGHT SIDE OF KENZIE WAY
6071 | POST RD | 43017- | Not Required by DOW | 139382 | WATTS | LF800M4 | PVB | 1.000 | 3639215 | REAR OF 6133 KENZIE LN
6071 | POST RD | 43017- | Not Required by DOW | T385556 | WILKINS | 720A | PVB | 0.750 | 3649190 | LEFT SIDE OF 6752 WINSTON WAY
6071 | POST RD | 43017- | Not Required by DOW | CB769295 | Wilkins | 720A | PVB | 0.750 | 3650804 | LEFT SIDE OF 6739 CARSON WAY
6071 | POST RD | 43017- | Not Required by DOW | T230533 | Wilkins | 720A | PVB | 0.750 | 3651271 | LEFT SIDE OF 6026 KENZIE LN
6071 | POST RD | 43017- | Not Required by DOW | T386030 | WILKINS | 720 | PVB | 0.750 | 3653040 | METER BUILDING
6250 | POST RD | 43017- | Active | CB092845 | WILKINS | 720A | PVB | 0.750 | 3619864
6290 | POST RD | 43017-1224 | Active | 63549 | WATTS | 009QT | RP | 0.750 | 69569 | BASEMENT
6400 | POST RD | 43016-1226 | Active | 324025 | WATTS | 909HWM1QT | RP | 2.000 | 69889 | NEXT TO WATER METER--MECHANICAL ROOM 207
6415 | POST RD | 43016-1225 | Not Required by DOW | H13581 | FEBCO | 825Y | RP | 1.500 | 88048 | MECH RM N SIDE OF BLDG
6415 | POST RD | 43016-1225 | Active | W150021 | WILKINS | 975XL | RP | 1.500 | 88178 | MECH RM N.SIDE OF BLDG OUTSIDE DOOR
6425 | POST RD | 43016-1215 | Active | ABA49684 | WILKINS | 975XL2 | RP | 1.000 | 69911 | EAST SIDE OF BUILDING
6425 | POST RD | 43016-1215 | Not Required by DOW | ALA09462 | WILKINS | 975XL | RP | 1.000 | 69912 | EAST SIDE OF BUILDING METER ROOM
6430 | POST RD | 43016 | Due Install |  |  |  | RP | 3.000 | 3509708 | IN HOT BOX AT PIT
6430 | POST RD | 43016 | Due Install |  |  |  | DCDA | 6.000 | 3640723 | IN PIT E OF ENTRANCE
6435 | POST RD | 43016-1225 | Active | W186745 | WILKINS | 975 | RP | 1.000 | 69930 | WEST CLOSET BY DOOR AT WATER METER
6435 | POST RD | 43016-1225 | Not Required by DOW | W186807 | WILKINS | 975 | RP | 1.000 | 69931 | METER ROOM WEST SIDE OF BUILDING
6455 | POST RD | 43016 | Active | 46746 | WATTS | 919QT | RP | 1.000 | 3605780 | MID E MECH/METER ROOM Outside Door
6455 | POST RD | 43016 | Not Required by DOW | 3784454 | WILKINS | 975XL2 | RP | 0.750 | 3607811 | IN MECHANICAL ROOM ABOVE THE WATER METER
6470 | POST RD | 43016-3267 | Active | 4852408 | WILKINS | 975XL2 | RP | 1.500 | 70007 | SOUTH SIDE BY METER ROOM DOOR
6470 | POST RD | 43016-3267 | Active | 6585 | FEBCO | 825Y | RP | 2.000 | 70008 | MECHANICAL ROOM -- 1ST FLOOR BY KITCHEN
6470 | POST RD | 43016-3267 | Due Install |  |  |  | RP | 4.000 | 3636865 | SW IN CELLAR THRU CELLAR OUTSIDE DOORS AT WATER METER
6470 | POST RD | 43016-3267 | Due Install |  |  |  | DCDA | 8.000 | 3636866 | SW IN CELLAR OUTSIDE CELLAR DOOR
6480 | POST RD | 43016 | Active | OJ-1484 | WATTS | 957 | RP | 3.000 | 3613363 | SE METER/RISER RM OUTSIDE DBL DOORS
6480 | POST RD | 43016 | Active | N1412190756 | FEBCO | 876V | DCDA | 6.000 | 3613399 | SE METER/RISER RM -OUTSIDE DBL OORS
6480 | POST RD | 43016 | Active | 35730 | WATTS | 719QT | DC | 0.750 | 3613400 | SE METER/RISER RM -OUTSIDE DBL DORRS
6480 | POST RD | 43016 | Not Required by DOW | 22875 | WATTS | 919QT | RP | 2.000 | 3613401 | SE METER/RISER RM
6655 | POST RD | 43064 | Active | 4491565 | WILKINS | 975XL2 | RP | 1.50 | 95513 | E UNIT MECH/ELECTRIC ROOM OFF N HALLWAY
6655 | POST RD | 43064 | Not Required by DOW | 160270 | AMES | 2000SS | DC | 2.500 | 95673 | MECH/ELECTRIC ROOM
6655 | POST RD | 43064 | Not Required by DOW | 16985 | WATTS | 919AQT | RP | 1.000 | 96381 | MECH ROOM ABOVE MTR AT SAM MTR
6730 | POST RD | 43016 | Not Required by DOW | ABG4205 | WILKINS | 975XL2 | RP | 1.000 | 70560 | BTWN BUSHES PARKNG ISLAND BY 6994 OLD BRIDGE
6730 | POST RD | 43016 | Removed | 113945REM | AMES | 4000SS | RP | 3.000 | 87850 | REMOVED - BLDG 9 SEC 12 NW DOCK
6730 | POST RD | 43016 | Removed | A072747REM | WILKINS | 720A | PVB | 0.750 | 89228 | REMOVED- POOL HOUSE OUTSIDE FRONT
6730 | POST RD | 43016 | Not Required by DOW | T417686 | WILKINS | 720A | PVB | 0.750 | 95652 | LEFT FRT DOOR CLUBHSE-7200 GORDON FARMS
6730 | POST RD | 43016 | Active | YE-1834 | AMES | COLT 400 | RP | 4.000 | 3651000 | IN HOT BOX AT PIT RIGHT OF DRIVEWAY
6730 | POST RD | 43016 | Active | XK-1419 | AMES | COLT 300-GV | DCDA | 8.000 | 3651001 | IN PIT RIGHT OF DRIVEWAY
6730 | POST RD | 43016 | Active | 76066 | AMES | 2000BM3 | DC | 0.750 | 3657104 | IN PIT RIGHT OF DRIVEWAY
7001 | POST RD | 43016 | Not required by DOW | 164920 | WATTS | 909M1QT | RP | 2.000 | 71243 | 6775 BOBCAT WAY BLDG A REAR MECH RM
7001 | POST RD | 43016 | Removed | 1780REM | WATTS | 009 | RP | 2.500 | 71244 | REMOVED- MECHANICAL ROOM BY CAFE
7001 | POST RD | 43016 | Removed | 37301REM | WATTS | 009QT | RP | 1.000 | 71245 | REMOVED- MECHANICAL ROOM BY CAFE
7001 | POST RD | 43016 | Not required by DOW | 442961 | WATTS | 909QT | RP | 0.750 | 71246 | 6775 BOBCAT WAY BLDG A REAR MECH RM
7001 | POST RD | 43016 | Not required by DOW | 4020499T | CONBRACO | PD791 | RP | 0.750 | 87669 | 6785 BOBCAT BLDG B -BOILER RM MAKE UP FOR COOLING TOWER
7001 | POST RD | 43016 | Not required by DOW | 172402 | AMES | 2000SS | DC | 4.000 | 3603488 | 6785 BOBCAT WAY BLDG B MECH/RISER RM
7001 | POST RD | 43016 | Not required by DOW | 3861348 | WILKINS | 975 | RP | 2.000 | 3603620 | BLDG C MECH RM ANATOMY LAB
7001 | POST RD | 43016 | Not required by DOW | 05039 | WILKINS | 975XL | RP | 0.500 | 3603621 | 6775 BOBCAT BLDG A ABOVE CEILING WATER FEATURE IFO RM 110 FAMILY RESTRM
7001 | POST RD | 43016 | Not required by DOW | 172743 | AMES | 2000SS | DC | 4.000 | 3603622 | BLDG C MECH RM ANATOMY LAB
7001 | POST RD | 43016 | Not required by DOW | 179716 | AMES | 3000SS | DCDA | 4.000 | 3603703 | 6775 BOBCAT WAY BLDG A REAR MECH RM
7001 | POST RD | 43016 | Active | NL2399 | WATTS | 957 | RP | 10.000 | 3610084 | 6805 BOBCAT WAY HOT BOX OUT FRONT
7001 | POST RD | 43016 | Not required by DOW | 22935 | WATTS | 007M1PCQT | DC | 0.750 | 3616665 | 6805 BOBCAT, COLS STATE
7001 | POST RD | 43016 | Not required by DOW | 183210 | AMES | 3000SS | DCDA | 6.000 | 3616666 | 6805 BOBCAT, COLS STATE
7001 | POST RD | 43016 | Not required by DOW | 19321 | WATTS | 919QT | RP | 1.500 | 3616667 | 6805 BOBCAT, COLS STATE -IRRIG
7001 | POST RD | 43016 | Not required by DOW | 46577 | APOLLO/CONBRACO | RP40 | RP | 3.000 | 3616668 | 6805 BOBCAT, COLS STATE
7100 | POST RD | 43016 | Active | 1082920805 | WATTS | 774 | DCDA | 6.000 | 90624 | PIT NW SIDE OF PROPERTY
7100 | POST RD | 43016 | Active | 66028 | WATTS | 007M1QT | DC | 0.750 | 90625 | PIT NW SIDE OF PROPERTY
7100 | POST RD | 43016 | Active | L32092 | WILKINS | 375 | RP | 3.000 | 90627 | MECH ROOM
6017 | POST RD UNIT BLDG1 | 43017-1235 | Active | 144185 | HERSEY/GRINNELL | FRP-11 | RP | 1.500 | 68716 | BASEMENT NORTH
6017 | POST RD UNIT BLDG1 | 43017-1235 | Active | 123599 | WATTS | 007M2QT | DC | 1.500 | 68717 | N.E. BASEMENT CEILING
6898 | POSTLAKE CT | 43016-7042 | Removed | 451166REM | WATTS | 800M4FR | PVB | 0.750 | 70900 | LEFT SIDE OF HOUSE
6908 | POSTLAKE CT | 43016-7042 | Active | CAA67161 | WILKINS | 720A | PVB | 0.750 | 99064 | LEFT SIDE
5070 | POSTLEWAITE RD | 43235-3450 | Active | G208238 | WILKINS | 720A | PVB | 0.750 | 92414 | RIGHT SIDE
5126 | POSTLEWAITE RD | 43235-3450 | Active | G204830 | WILKINS | 720A | PVB | 0.750 | 95071 | RIGHT SIDE
5211 | POSTLEWAITE RD | 43235- | Active | 4527504 | WILKINS | 975XL | RP | 1.000 | 94282 | FRONT OF 951 WILLOWBLUFF DR
5211 | POSTLEWAITE RD | 43235- | Active | 752669 | WILKINS | 720A | PVB | 0.750 | 95914 | FRONT LEFT OF CLUBHOUSE 960 WILLOWBLUFF
5211 | POSTLEWAITE RD | 43235- | Due Install |  |  |  | RP | 6.000 | 3644715 | IN HOT BOX AT PIT LEFT OF/SOUTH OF ENTRANCE
4450 | POTH RD | 43213-3837 | Active | UI-0802 | WATTS | 957 | RP | 3.000 | 3509723 | MECH ROOM AT WATER METER
4450 | POTH RD | 43213-3837 | Active | 1978550420 | Ames | 3000SS | DCDA | 8.000 | 3650285 | METER PIT
4450 | POTH RD | 43213-3837 | Active | 83776 | Ames |  | DC | 0.750 | 3650286 | METER PIT - 3/4" SIDE CAR
4579 | POTH RD | 43213-1327 | Active | 25978 | WILKINS | 975 | RP | 0.750 | 64386 | EAST WALL SHOP AREA
4581 | POTH RD | 43213-1327 | Active | 1074370 | WILKINS | 975 | RP | 0.750 | 64404 | E MIDDLE OF BUILDING
4585 | POTH RD | 43213-1327 | Active | 1074750 | WILKINS | 975 | RP | 1.000 | 64409 | INSIDE AT METER
4585 | POTH RD | 43213-1327 | Not Required by DOW | 306040 | WATTS | 800M4QT | PVB | 0.750 | 75072 | WEST SIDE AT METER
4600 | POTH RD | 43213-1328 | Active | 58835 | AMES | 2000B | DC | 0.750 | 97074 | SE CORNER WAREHOUSE
4600 | POTH RD | 43213-1328 | Active | 164339 | AMES | 3000SS | DCDA | 8.000 | 97083 | SE CORNER WAREHOUSE
4600 | POTH RD | 43213-1328 | Active | 440368 | WATTS | 909M1QT | RP | 1.500 | 97120 | BY METER
4605 | POTH RD | 43213- | Active | 346652 | WATTS | 909QT | RP | 1.000 | 64549 | AFTER WATER METER MAINT. BUILDING
4605 | POTH RD | 43213- | Not Required by DOW | 4310761 | WILKINS | 975XL | RP | 1.000 | 101943 | WAREHOUSE AREA
4637 | POTH RD | 43213-1392 | Active | 4663083 | WILKINS | 975XL2 | RP | 1.000 | 3509725 | AT WATER METER E WALL E WAREHOUSE
4647 | POTH RD | 43213-1396 | Active | 611654 | WATTS | 909PCHWQT | RP | 1.000 | 92712 | NW CORNER OF WAREHOUSE
4651 | POTH RD | 43213-1396 | Removed | REM19604 | WATTS | 009QT | RP | 1.000 | 64691 | 4629 POTH RD, AT WATER METER
4651 | POTH RD | 43213-1396 | Active | 345170 | WATTS | LF009M2QT | RP | 1.000 | 3658757 | AT METER OFFICE AT 4629
4712 | POTH RD | 43213 | Active | 4519303 | WILKINS | 975XL2 | RP | 1.500 | 3632448 | HOT BOX ON POTH RD
4712 | POTH RD | 43213 | Active | RH-1061 | AMES | 5000-GV | RPDA | 8.000 | 3632449 | HOT BOX ON POTH RD- FIRE SUPPRESSION
4712 | POTH RD | 43213 | Active | 70462 | WATTS | 919QT | RP | 0.750 | 3632450 | HOT BOX ON POTH RD- FIRE SUPPRESSION BYPASS
4712 | POTH RD | 43213 | LPS - Active |  |  |  | LST |  | 3654538 | FIRE PUMP - FIRE PUMP ROOM
4900 | POTH RD | 43213-1311 | Removed | 134095REM | WATTS | 007QT | DC | 2.000 | 58871 | REMOVED-ME2 ABOVE ENGINEERING LAB
4900 | POTH RD | 43213-1311 | Not Required by DOW | 427609 | WATTS | 909M1QT | RP | 1.500 | 58873 | WEST BLDG AT CEILING ON S WALL 4800 POTH RD
4900 | POTH RD | 43213-1311 | Removed | 401141106REM | AMES | 4000SS | RP | 6.000 | 58878 | REMOVED-HAZARDOUS STORAGE BLDG
4900 | POTH RD | 43213-1311 | Active | B04976 | WILKINS | 975 | RP | 4.000 | 58879 | PRE TREATMENT ROOM--SERIAL #B-04976 4800 POTH RD
4900 | POTH RD | 43213-1311 | Active | B05219 | WILKINS | 975 | RP | 4.000 | 58883 | MIDDLE BLDG SE CORNER 4800 POTH RD
4900 | POTH RD | 43213-1311 | Active | 1968731119 | AMES | 3000SS | DCDA | 8.000 | 3634981 | HOT BOX BY FIRE PUMP HOUSE
4900 | POTH RD | 43213-1311 | Active | 83061 | AMES | 2000B | DC | 0.750 | 3644722 | HOT BOX BY FIRE PUMP HOUSE
4900 | POTH RD | 43213-1311 | LPS - Active |  |  |  | LST |  | 3644821 | FIRE PUMP - FIRE PUMP ROOM (4800 POTH)
138 | POWHATAN AVE | 43204-1915 | Active | CAA1861 | WILKINS | 720A | PVB | 0.750 | 54842 | LEFT SIDE OF DOOR
202 | POWHATAN AVE | 43204-1915 | Active | T230721 | WILKINS | 720A | PVB | 0.750 | 3510070 | LEFT REAR OF HOUSE
219 | POWHATAN AVE | 43204-1914 | Active | 380262 | WATTS | 800M4QT | PVB | 1.000 | 94283 | RIGHT SIDE
516 | PREFERRED PL | 43228 | Active | 1161550801 | AMES | 3000SS | DCDA | 6.000 | 66206 | 1ST GARAGE DOOR OFF OF WESTCHESTER BLVD
5160 | PREFERRED PL | 43228 | Active | 50872 | WATTS | 007QT | DC | 0.750 | 66207 | 1ST GARAGE DOOR OFF OF WESTCHESTER BLVD
5160 | PREFERRED PL | 43228 | Active | YD-2448 | WATTS | 957 | RP | 3.000 | 3654564 | 1ST GARAGE DOOR OFF OF WESTCHESTER BLVD
5160 | PREFERRED PL | 43228 | Not Required by DOW | ALA08274 | WILKINS | 975 | RP | 0.750 | 3655476
916 | PREMIER DR | 43207-4964 | Active | 41165 | WATTS | 919AQT | RP | 0.750 | 102350 | BASEMENT
417 | PRESERVATION AVE | 43054 | Active | PJ-O706 | WATTS | 957 | RP | 3.000 | 3651688
4174 | PRESERVATION AVE | 43054 | Active | 1161580116 | WATTS | 774 | DCDA | 6.000 | 3651689
4174 | PRESERVATION AVE | 43054 | Active | 25119 | WATTS | 007M1QT | DC | 0.750 | 3651690
4176 | PRESERVATION AVE | 43054 | Active | 0102 | WATTS | 957 | RP | 3.000 | 3618039 | WATER METER ROOM AT ENTRANCE TO FACILITY
4176 | PRESERVATION AVE | 43054 | Active | 116228 | WATTS | 774DCDA | DCDA | 6.000 | 3618060 | WATER METER ROOM AT FACILITY ENTRANCE
4176 | PRESERVATION AVE | 43054 | Active | 4599 | WATTS | 007M1PCQT | DC | 0.750 | 3618061 | WATER METER ROOM
4176 | PRESERVATION AVE | 43054 | Not Required by DOW | 027375 | WATTS | 008PCQT | PVB | 1.000 | 3618085 | 6306 THOMAS JEFFREY RIGHT CENTER
4176 | PRESERVATION AVE | 43054 | Not Required by DOW | T304234 | WILKINS | 720A | PVB | 0.750 | 3631374 | 6378 THOMAS JEFFREY LEFT CENTER
4176 | PRESERVATION AVE | 43054 | Not Required by DOW | HA01988 | CASH | 100 | RP | 1.000 | 3632978 | WATER METER HOUSE
4296 | PRESERVATION AVE | 43054-5002 | Active | T257826 | WILKINS | 720A | PVB | 0.750 | 102529 | RIGHT SIDE
4265 | PRESERVATION DR | 43054-5000 | Active | 201623 | WATTS | 800M4QT | PVB | 0.750 | 63459 | OUTSIDE
4304 | PRESERVATION DR | 43054-5003 | Active | 903218 | WILKINS | 720A | PVB | 0.750 | 63645 | LEFT SIDE OF HOUSE
5880 | PRESERVE BL | 43054-8436 | Active | 616993 | WATTS | 909HWQT | RP | 0.750 | 92713 | NE AT WATER METER
5885 | PRESERVE BLVD | 43054 | Under renovation | 144089 | WILKINS | 975XL | RP | 1.000 | 68224 | ON ISLAND MIDDLE OF ROAD BY WATER METER PIT
5893 | PRESERVE BLVD | 43054-8436 | Active | 620859 | WATTS | 909QT | RP | 1.000 | 96235 | IN SEPERATE BLDG IN BACK..DOOR SAYA 5810-B N HAMILTON
5925 | PRESERVE BLVD | 43054-8686 | Active | 817180 | WILKINS | 720A | PVB | 0.750 | 68336 | LH SIDE
5933 | PRESERVE BLVD | 43054-8686 | Active | G036308 | WILKINS | 720A | PVB | 0.750 | 68352 | RH SIDE
5941 | PRESERVE BLVD | 43054-8686 | Active | T248944 | WILKINS | 720A | PVB | 0.750 | 68379 | FRONT WEST SIDE CORNER
5949 | PRESERVE BLVD | 43054-8686 | Active | EAH0594 | WILKINS | 720A | PVB | 0.750 | 90471 | LEFT SIDE OF HOUSE
5957 | PRESERVE BLVD | 43054-8686 | Active | T295119 | WILKINS | 720A | PVB | 0.750 | 68404 | RH SIDE
6350 | PRESIDENTIAL GTWY | 43231-7653 | Not Required by DOW | W255021 | WILKINS | 975XL | RP | 1.500 | 89533 | MECH ROOM BY REAR DOOR AT WATER METER
6350 | PRESIDENTIAL GTWY | 43231-7653 | Not Required by DOW | 369711 | WILKINS | 420 | PVB | 1.000 | 3626721 | NEXT TO EMPLOYEE DOOR AT HEAT PUMPS
6363 | PRESIDENTIAL GTWY | 43231-7694 | Removed | 86901 | WATTS | 009M1QT | RP | 2.000 | 69786 | 6343 PRESIDENTIAL GATEWAY, MECHANICAL ROOM - CENTER
6363 | PRESIDENTIAL GTWY | 43231-7694 | Not Required by DOW | ACE7401 | WILKINS | 975XL | RP | 2.000 | 69787 | 6353 PRESIDENTIAL GATEWAY, MECHANICAL ROOM
6363 | PRESIDENTIAL GTWY | 43231-7694 | Not Required by DOW | 88450 | WATTS | U009M2APCQT | RP | 2.000 | 86987 | MECHANICAL ROOM, 1ST FLOOR
6363 | PRESIDENTIAL GTWY | 43231-7694 | Active not linked | 192861 | WATTS | LF009M2QT | RP | 2.000 | 3638990 | RP IN HOTBOX IN FRONT
6363 | PRESIDENTIAL GTWY | 43231-7694 | Not Required by DOW | ACE7400 | WILKINS | 975 | RP | 1.500 | 3651269 | WATER ROOM WEST SIDE OF BUILDIN
6363 | PRESIDENTIAL GTWY | 43231-7694 | Active not linked | 101524 | AMES | 3000DCDA | DCDA | 6.000 | 3653243 | PIT IN FRONT
6363 | PRESIDENTIAL GTWY | 43231-7694 | Active not linked | 31669 | WATTS | 007M1PCQT | DC | 0.750 | 3653244 | PIT IN FRONT
6464 | PRESIDENTIAL GTWY | 43231-7673 | Active | 131096 | WATTS | 009PCQT | RP | 2.000 | 69995 | MECH ROOM NORTH EAST CORNER
6464 | PRESIDENTIAL GTWY | 43231-7673 | Not Required by DOW | 00809 | AMS | 4000B | DC | 2.000 | 3656595
2200 | PRESLEY DR | 43123-3628 | Active | Cb469289 | WILKINS | 720A | PVB | 0.750 | 94284 | LEFT SIDE OF HOUSE
840 | PRESTON AVE | 43221-3516 | Active | 190562 | WATTS | 909QT | RP | 0.750 | 73783 | IN 2398 SW OF 2398 OFFICE AREA AT WATER MTR S MTR OF 2
852 | PRESTON MILL CT | 43017-9648 | Replaced | 779286REM | WILKINS | 720A | PVB | 1.000 | 91511 | REPLACED- LEFT SIDE BY AIR-COND.
8521 | PRESTON MILL CT | 43017-9648 | Removed | 017326REM | WATTS | 800M4QT | PVB | 1.000 | 3611279 | LEFT CENTER BY A/C
8525 | PRESTON MILL CT | 43017 | Active | T056884 | WILKINS | 720A | PVB | 1.000 | 3510324 | LEFT SIDE MIDDLE
8529 | PRESTON MILL CT | 43017 | Active | 24001 | WATTS | 800M2QT | PVB | 1.000 | 94292 | RIGHT SIDE BY GAS METER
8530 | PRESTON MILL CT | 43017 | Replaced | REP108543 | WILKINS | 420 | PVB | 1.000 | 74018 | REPLACED- EAST SIDE OF HOUSE LEFT SIDE
8530 | PRESTON MILL CT | 43017 | Active | 386007 | WILKINS | 420 | PVB | 1.000 | 3609940 | EAST SIDE OF HOUSE LEFT SIDE
8538 | PRESTON MILL CT | 43017 | Active | 364917 | WATTS | 800QT | PVB | 1.000 | 74030 | RIGHT CENTER BY A/C
8545 | PRESTON MILL CT | 43017 | Active | W052664 | WILKINS | 720A | PVB | 1.000 | 74036 | Front
8546 | PRESTON MILL CT | 43017 | Active | 351715 | WILKINS | 720A | PVB | 1.000 | 74037 | LEFT SIDE OF HOUSE
8552 | PRESTON MILL CT | 43017-9648 | Active | H491709 | FEBCO | 765 | PVB | 0.750 | 94293 | LEFT CENTER
5593 | PRESTON MILL WAY | 43017 | Removed | 589845REM | WILKINS | 720A | PVB | 0.750 | 94294 | FRONT OF HOUSE
5598 | PRESTON MILL WAY | 43017 | Removed | 51565REM | WATTS | 009QT | RP | 1.000 | 67360 | REMOVED- NW UNDER DECK
5598 | PRESTON MILL WAY | 43017 | Active | 157486 | WATTS | LF009M3QT | RP | 0.750 | 3623173 | IN BASEMENT BY WATER METER ON IRRIG LINE ONLY
5602 | PRESTON MILL WAY | 43017 | Active | 3868904 | WILKINS | 975 | RP | 1.000 | 67398 | RIGHT SIDE OF HOUSE BY A/C UNIT
5622 | PRESTON MILL WAY | 43017 | Active | CB828477 | WILKINS | 720A | PVB | 1.000 | 89181 | LEFT FRONT
5625 | PRESTON MILL WAY | 43017-8726 | Active | H743073 | FEBCO | 765 | PVB | 0.750 | 3510326 | RIGHT CENTER
5628 | PRESTON MILL WAY | 43017 | Active | DD8315 | FEBCO | 765 | PVB | 1.000 | 87890 | LEFT SIDE OF HOUSE
5639 | PRESTON MILL WAY | 43017 | Active | BC8305 | FEBCO | 765 | PVB | 0.750 | 94295 | RIGHT SIDE
5642 | PRESTON MILL WAY | 43017 | Active | 4958 | WILKINS | 720A | PVB | 1.000 | 67477 | LEFT FRONT OF HOUSE
5648 | PRESTON MILL WAY | 43017 | Active | AG4878 | FEBCO | 765 | PVB | 0.750 | 67489 | RIGHT FRONT (# IS AG4878)
5648 | PRESTON MILL WAY | 43017 | Active | AG5110 | FEBCO | 765 | PVB | 0.750 | 99777 | LEFT CENTER BY A/C
5656 | PRESTON MILL WAY | 43017 | Active | DH2781 | FEBCO | 765 | PVB | 1.000 | 67524 | EAST SIDE OF HOUSE, FRONT CORNER
5677 | PRESTON MILL WAY | 43017 | Active | 166619 | WILKINS | 420 | PVB | 1.000 | 67582 | RIGHT SIDE OF HOUSE
5678 | PRESTON MILL WAY | 43017 | Active | G215241 | WILKINS | 720A | PVB | 0.750 | 94296 | ON BACK DECK INSIDE CABNET
33 | PRESTON RD | 43209-1652 | Active | AD4798 | FEBCO | 765 | PVB | 0.750 | 60375 | LEFT SIDE
38 | PRESTON RD | 43209-1651 | Active | HF81275 | FEBCO | 765 | PVB | 0.750 | 94285 | AT LEFT SIDE OF HOUSE
43 | PRESTON RD | 43209-1652 | Active | H427789 | FEBCO | 765 | PVB | 1.000 | 63558 | BACK OF HOUSE RIGHT CORNER
68 | PRESTON RD | 43209-1653 | Active | EG9033 | FEBCO | 765 | PVB | 1.000 | 94286 | SIDE OF HOUSE NEXT TP PUTTING GREEN
71 | PRESTON RD | 43209-1652 | Active | 311091 | WILKINS | 720A | PVB | 0.750 | 94287 | BACK OF HOUSE
98 | PRESTON RD | 43209-1653 | Active | 658710 | WILKINS | 720A | PVB | 0.750 | 74902 | RIGHT SIDE OF HOUSE
10 | PRESTON RD | 43209-1652 | Active | 124224 | WATTS | 009QT | RP | 1.000 | 53711 | IN BASEMENT AT WATER METER
116 | PRESTON RD | 43209-1653 | Active | 3145981 | WILKINS | 975XLBMS | RP | 0.750 | 92761 | BASEMENT BY METER
126 | PRESTON RD | 43209-1653 | Active | 113131 | WATTS | 800QT | PVB | 1.000 | 54466 | NORTH
132 | PRESTON RD | 43209-1653 | Active | t347646 | WILKINS | 720A | PVB | 0.750 | 92243 | RIGHT SIDE BACK
135 | PRESTON RD | 43209-1652 | Active | 682496 | RAINBIRD | 150 | PVB | 1.500 | 94289 | SOUTH SIDE OF HOUSE OUTSIDE
150 | PRESTON RD | 43209-1653 | Active | CB030189 | WILKINS | 720 | PVB | 0.750 | 3510317 | LEFT SIDE OF HOUSE
159 | PRESTON RD | 43209-1654 | Active | 624303 | WATTS | 800M4QT | PVB | 1.000 | 55486 | OUTSIDE FRONT OF GARAGE
176 | PRESTON RD | 43209-1653 | Active | T304824 | WILKINS | 720A | PVB | 0.750 | 56051 | RIGHT SIDE OF HOME
185 | PRESTON RD | 43209-1654 | Active | T339993 | WILKINS | 720A | PVB | 0.750 | 3510319 | Left side of the house
190 | PRESTON RD | 43209-1653 | Active | 0038579 | FEBCO | 825YA | RP | 1.000 | 94290 | IN BASEMENT
197 | PRESTON RD | 43209-1654 | Active | CAA28603 | WILKINS | 720 | PVB | 0.750 | 3510320 | REAR OF HOUSE
210 | PRESTON RD | 43209-1655 | Active | 96498 | FEBCO | 765 | PVB | 1.500 | 57228 | SOUTH SIDE OF HOUSE IN BUSH
211 | PRESTON RD | 43209-1691 | Active | 082388 | WILKINS | 720A | PVB | 0.750 | 57317 | LEFT SIDE REAR CORNER
227 | PRESTON RD | 43209-1691 | Active | 593521 | WATTS | 800M4QT | PVB | 1.000 | 88703 | FRONT OF HOUSE
228 | PRESTON RD | 43209-1655 | Active | H974270 | FEBCO | 765 | PVB | 1.000 | 57831 | RIGHT CENTER
228 | PRESTON RD | 43209-1655 | Active | 35926 | WATTS | 919 | RP | 0.750 | 3624576
233 | PRESTON RD | 43209-1691 | Under renovation | T577642 | WILKINS | 720A | PVB | 1.000 | 94291 | REAR PATIO
240 | PRESTON RD | 43209-1655 | Active | CB287483 | WILKINS | 720A | PVB | 0.750 | 92760 | IN REAR OF HOUSE BY AC UNIT
920 | PRESTWICK GREEN DR | 43240-2149 | Active | G186053 | WILKINS | 720A | PVB | 0.750 | 74614 | LEFT SIDE OF HSE
9340 | PRESTWICK GREEN DR | 43240-2137 | Active | 432041 | WATTS | 800M4QT | PVB | 0.750 | 87094 | LEFT SIDE OF HOUSE
9347 | PRESTWICK GREEN DR | 43240- | Active | J047184 | FEBCO | 825Y | RP | 0.750 | 74688 | SW CORNER E POWELL RD - ENTRANCE WAY OF PRESTWICK
3670 | PRESTWOULD CLOSE | 43054-9492 | Active | 601610 | WILKINS | 720A | PVB | 0.750 | 61435 | LT FRONT OF HSE
3724 | PRESTWOULD CLOSE | 43054-9492 | Active | 601638 | WILKINS | 720A | PVB | 0.750 | 61594 | Right side of house
3751 | PRESTWOULD CLOSE | 43054-9491 | Active | 286864 | FEBCO | 765 | PVB | 0.750 | 61672 | RIGHT SIDE
3685 | PRESTWOULD CLSE | 43054-9491 | Active | DJ9950 | FEBCO | 765 | PVB | 0.750 | 61464 | LEFT SIDE OF HOUSE
3686 | PRESTWOULD CLSE | 43054-9492 | Active | 034463 | WATTS | lf800m4 | PVB | 1.000 | 61468 | NORTH CORNER
3700 | PRESTWOULD CLSE | 43054-9492 | Active | cb548486 | WILKINS | 720A | PVB | 0.750 | 61519 | FRONT OF HOUSE
3739 | PRESTWOULD CLSE | 43054-9491 | Active | 250319 | WATTS | 800CMQT | PVB | 0.750 | 61624 | REAR OF HOUSE
3742 | PRESTWOULD CLSE | 43054-9492 | Active | AD3789 | FEBCO | 765 | PVB | 0.750 | 61636 | EAST OF FRONT DOOR UNDER WINDOW
9112 | PRESWICK CT | 43017 | Active | CAB39960 | WILKINS | 720A | PVB | 1.000 | 74559 | SW CORNER RIGHT SIDE
9118 | PRESWICK CT | 43017 | Active | CB403001 | WILKINS | 720A | PVB | 1.000 | 74560 | LEFT FRONT
9124 | PRESWICK CT | 43017 | Active | 772196 | WATTS | 800M4FR | PVB | 1.000 | 94299 | OUTSIDE LEFT SIDE OF HOUSE
5609 | PRESWICK DR | 43017-9646 | Active | 125931 | WILKINS | 720A | PVB | 1.000 | 94297 | BACK OF HOUSE S.E. CORNER
6097 | PREVE RIDGE DR | 43054-8766 | Active | HE10105 | FEBCO | 765 | PVB | 1.000 | 96117 | LEFT SIDE OF HOUSE
6105 | PREVE RIDGE DR | 43054-8639 | Active | T271018 | WILKINS | 720A | PVB | 0.750 | 94300 | LEFT SIDE FRONT
6153 | PREVE RIDGE DR | 43054-8639 | Active | 595380 | WATTS | 800M4 | PVB | 1.000 | 69168 | LEFT SIDE
6177 | PREVE RIDGE DR | 43054-8639 | Active | H494410 | FEBCO | 765 | PVB | 0.750 | 95668 | LEFT SIDE
30 | PRICE AVE | 43201 | Active | 38513C | WILKINS | 375AST | RP | 4.000 | 3654419 | MECH ROOM NORTH SIDE OF BLDG BEHIND 21 W 2ND(GREEN HOUSE LEASING OFFICE)
30 | PRICE AVE | 43201 | Active | 1080851322 | AMES | 5000SS | RPDA | 6.000 | 3656111 | MECH ROOM BEHIND 21 W 2ND AVE
30 | PRICE AVE | 43201 | Active | 15451 | AMES | 4000B | RP | 0.750 | 3656112 | MECH ROOM BEHIND 21 W 2ND AVE
30 | PRICE AVE | 43201 | LPS - Active |  |  |  | LPC |  | 3657975 | DOMESTIC PUMP - PUMP ROOM
30 | PRICE AVE | 43201 | LPS - Active |  |  |  | LST |  | 3657976 | FIRE PUMP - PUMP ROOM
39 | PRINCE GEORGE LN | 43054-8947 | Active | 32605 | WATTS | 800QT | PVB | 1.000 | 62460 | LEFT FRONT
4005 | PRINCE GEORGE LN | 43054-8947 | Active | AK0742 | FEBCO | 765 | PVB | 1.000 | 62662 | LEFT FRONT
4010 | PRINCE GEORGE LN | 43054-8947 | Active | EAE8742 | WILKINS | 720A | PVB | 0.750 | 94301 | FRONT LEFT SIDE OF HOUSE
4022 | PRINCE GEORGE LN | 43054-8947 | Active | AC3452 | FEBCO | 765 | PVB | 1.000 | 62699 | LEFT SIDE MIDDLE
4033 | PRINCE GEORGE LN | 43054-8947 | Active | T346167 | Wilkins | 720 | PVB | 0.750 | 3510447 | Front of House
4034 | PRINCE GEORGE LN | 43054-8947 | Active | F087883 | WILKINS | 720A | PVB | 1.000 | 62709 | RIGHT SIDE OF HOUSE
4046 | PRINCE GEORGE LN | 43054-8947 | Active | A13139 | FEBCO | 765 | PVB | 1.000 | 62749 | RIGHT FRONT
4058 | PRINCE GEORGE LN | 43054-8947 | Active | AG3495 | FEBCO | 765 | PVB | 1.000 | 62790 | SOUTH SIDE OF HOUSE
4059 | PRINCE GEORGE LN | 43054-8947 | Active | H723664 | FEBCO | 765 | PVB | 1.000 | 62791 | LEFT SIDE OF HOUSE
4070 | PRINCE GEORGE LN | 43054-8947 | Replaced | REPG262941 | WILKINS | 720A | PVB | 1.000 | 62815 | REPLACED- LEFT FRONT
4070 | PRINCE GEORGE LN | 43054-8947 | Active | T273481 | WILKINS | 720A | PVB | 1.000 | 3611380 | LEFT FRONT
4281 | PROFESSIONAL PKWY | 43125 | Removed | 34864REM | WATTS | LF919-QT | RP | 2.000 | 3638530 | AT WATER METER IN FIRST BAY
4281 | PROFESSIONAL PKWY | 43125 | Active | 24494 | WATTS | LF919-QT | RP | 1.500 | 3638563 | AT WATER METER IN FIRST BAY
4375 | PROFESSIONAL PKWY | 43125 | Active | 17208 | WATTS | 009QT | RP | 1.500 | 63836 | IN REAR CORNER OF GARAGE
4391 | PROFESSIONAL PKWY | 43125-9035 | Active | 74716 | WILKINS | 975 | RP | 1.000 | 63870 | NE CORNER OF BUILDING
4417 | PROFESSIONAL PKWY | 43125-9228 | Active | 149770 | WATTS | 009M2QT | RP | 1.000 | 63973 | NORTHEND 4417
4433 | PROFESSIONAL PKWY | 43125 | Active | 757042 | WILKINS | 975 | RP | 1.000 | 63996 | NORTH END OF BLDG AT WATER METER
4455 | PROFESSIONAL PKWY | 43125-9228 | Active | 16073 | WATTS | 009M2QT | RP | 1.500 | 64067 | NORTHEAST CORNER OF BUILDING
4462 | PROFESSIONAL PKWY | 43125 | Active | TL-1919 | AMES | COLT 400 | RP | 8.000 | 3644718 | HOT BOX NW SIDE OF PROPERTY
4465 | PROFESSIONAL PKWY | 43125-9229 | Active | ALA22638 | WILKINS | 975XL | RP | 0.750 | 3608012
1840 | PROGRESS AVE | 43207-1725 | Active | 68172 | WILKINS | 375 | RP | 3.000 | 3510683 | VENT SYST, RISER ROOM RIGHT SIDE OF PLANT
1840 | PROGRESS AVE | 43207-1725 | Active | 167456 | AMES | 2000SS | DC | 6.000 | 3611401 | DRY SYST RISER RM
1840 | PROGRESS AVE | 43207-1725 | Due Install |  |  |  | RP | 8.000 | 3633770
1875 | PROGRESS AVE | 43207-1726 | Not Required by DOW | 02636 | WATTS | 009QT | RP | 1.000 | 56468 | IN EQUIPMENT ROOM AT WATER METER
1875 | PROGRESS AVE | 43207-1726 | Active | 16680 | WATTS | 919QT | RP | 1.500 | 56469 | IN EQUIPMENT ROOM AT WATER METER
1900 | PROGRESS AVE UNIT A | 43207-1727 | Not Required by DOW | 173016 | WATTS | 909 | RP | 4.000 | 56568 | BOILER ROOM NEXT TO MAINTENANCE
1900 | PROGRESS AVE UNIT A | 43207-1727 | Active | N1112210119 | FEBCO | 880V | RP | 6.000 | 56569 | METER ROOM
1900 | PROGRESS AVE UNIT A | 43207-1727 | Active | 1979380520 | AMES | 3000SS | DCDA | 6.000 | 3626377 | PIT OUTSIDE OF FIRE PUMP HOUSE
1900 | PROGRESS AVE UNIT A | 43207-1727 | LPS - Active |  |  |  | LPC |  | 3626380 | LOW PRESSURE SUSTAINING DEVICE FOR BOOSTER PUMP
1900 | PROGRESS AVE UNIT A | 43207-1727 | Active | 83822 | AMES | 2000B | DC | 0.750 | 3647183 | Pit outside of fire pump house
1849 | PROGRESS DR | 43207- | Due Install |  |  |  | DCDA |  | 3510685 | E METER/RISER RLOM
1849 | PROGRESS DR | 43207- | Removed | 46606REM | FEBCO | 765 | PVB | 1.000 | 3628193 | OUTSIDE E WALL BY RISER VALVES REMOVED
4387 | PROMENADE AV | 43123 | Active | HF-40041 | FEBCO | 765 | PVB | 0.750 | 98607 | RIGHT SIDE OF HOUSE
800 | PROPRIETORS RD | 43085- | Active | TB-0996 | WATTS | 957 | RP | 3.000 | 3633574 | PUMP ROOM
800 | PROPRIETORS RD | 43085- | Active | 116288 | WATTS | 774 | DCDA | 8.000 | 3638803 | IN PIT
800 | PROPRIETORS RD | 43085- | Active | 21722 | WATTS | 007M2QT | DC | 0.750 | 3638804 | IN PIT. FIRE SIDE CAR
800 | PROPRIETORS RD | 43085- | LPS - Active |  |  |  | LPC |  | 3639388 | DOMESTIC PUMP - WATER ROOM ENTRANCE
800 | PROPRIETORS RD | 43085- | LPS - Active |  |  |  | LST |  | 3639389 | FIRE BOOSTER PUMP
800 | PROPRIETORS RD | 43085- | Not Required by DOW | 4609855 | WILKINS | 975XL | RP | 1.500 | 3640938 | SPRINKLER ROOM
800 | PROPRIETORS RD | 43085- | Not Required by DOW | W433045 | WILKINS | 975XL2 | RP | 0.500 | 3648436 | 200 WING SPA ROOM
800 | PROPRIETORS RD | 43085- | Not Required by DOW | W433044 | WILKINS | 975XL2 | RP | 0.500 | 3648437 | 200 WING SPA ROOM
800 | PROPRIETORS RD | 43085- | Not Required by DOW | W432402 | WILKINS | 975XL2 | RP | 0.500 | 3648438 | 300 WING SPA ROOM
800 | PROPRIETORS RD | 43085- | Not Required by DOW | W432428 | WILKINS | 975XL2 | RP | 0.500 | 3648439 | 300 WING SPA ROOM
800 | PROPRIETORS RD | 43085- | Not Required by DOW | W432447 | WILKINS | 975XL2 | RP | 0.500 | 3648440 | 400 WING SPA ROOM
800 | PROPRIETORS RD | 43085- | Not Required by DOW | W433043 | WILKINS | 975XL2 | RP | 0.500 | 3648441 | 400 WING SPA ROOM
805 | PROPRIETORS RD | 43085-3327 | Not Required by DOW | 12554 | WATTS | 909HWQT | RP | 1.000 | 92709 | IN WATER METER ROOM
805 | PROPRIETORS RD | 43085-3327 | Active | 1563610307 | AMES | 3000SS | DCDA | 4.000 | 92899 | METER ROOM BY PROPRIETORS
805 | PROPRIETORS RD | 43085-3327 | Active | 54487 | AMES | 2000B | DC | 0.750 | 92900 | METER ROOM BY PROPREITORS ROAD
805 | PROPRIETORS RD | 43085-3327 | Active | A19800 | WATTS | 009M2QT | RP | 2.000 | 92901 | IN WATER METER ROOM
805 | PROPRIETORS RD | 43085-3327 | LPS - Active |  |  |  | LPC |  | 3656439 | DOMESTIC PUMP - RISER ROOM, CENTER EAST SIDE OF BUILDING
862 | PROPRIETORS RD | 43085 | Active | 26783 | WATTS | 919AQT | RP | 0.750 | 98343 | MECHANICAL ROOM
862 | PROPRIETORS RD | 43085 | Active | A00133 | WATTS | 919AQT | RP | 1.000 | 98346 | MECHANICAL ROOM
862 | PROPRIETORS RD | 43085 | Active | EAD4618 | WILKINS | 720A | PVB | 0.750 | 102991 | REAR CENTER OF BUILDING
874 | PROPRIETORS RD | 43085-3152 | Active | 4282601 | WILKINS | 975 XL2 | RP | 1.500 | 94046 | NEXT TO WATER METER
890 | PROPRIETORS RD | 43085 | Active | 16330 | WATTS | 919AQT | RP | 1.000 | 101687 | AT WATER METER
890 | PROPRIETORS RD | 43085 | Active | 35963 | WATTS | 919AQT | RP | 1.000 | 101739 | AT WATER METER
909 | PROPRIETORS RD | 43085- | Active | 97481 | WATTS | 009QT | RP | 0.750 | 74539 | 880 GRISWOLD ST, BOILER ROOM BEHIND BOILER EAST WALL
909 | PROPRIETORS RD | 43085- | In Review |  |  |  | RP |  | 3636206
918 | PROPRIETORS RD | 43085 | Active | 2777150 | WILKINS | 975XL | RP | 1.000 | 93297 | NEXT TO WATER METER
966 | PROPRIETORS RD | 43085-3152 | Not Required by DOW |  |  |  | RP |  | 3510687
999 | PROPRIETORS RD | 43085-3326 | Active | ACH7069 | WILKINS | 975XL | RP | 2.000 | 3510689 | BASEMENT OF APT 999
100 | PROPRIETORS RD | 43085-3231 | Active | 4356729 | WILKINS | 975 | RP | 0.750 | 3510690
1018 | PROPRIETORS RD | 43085 | Active | 188630 | WATTS | LF009M2QT | RP | 2.000 | 3657981 | IN HOT BOX
1018 | PROPRIETORS RD | 43085 | Active | WD-0001 | AMES | 300-GV | DCDA | 6.000 | 3657982 | IN PIT
1018 | PROPRIETORS RD | 43085 | Active | 69531 | AMES | 2000BM3 | DC | 0.750 | 3657983 | IN PIT
6282 | PROPRIETORS RD | 43085-7234 | Active | 82106 | WATTS | 919QT | RP | 0.750 | 3510697 | IN SHOP AREA
6300 | PROPRIETORS RD | 43085-7204 | Active | 4798941 | WILKINS | 975XL2 | RP | 0.750 | 3510698 | IN MECH ROOM OF LOWER LEVEL
6300 | PROPRIETORS RD | 43085-7204 | Active | UB-0588 | WATTS | LF757 | DCDA | 3.000 | 3624818 | FIRE ROOM
6300 | PROPRIETORS RD | 43085-7204 | Active | 04070 | WATTS | LF007M3 | DC | 0.750 | 3646510 | FIRE ROOM
6330 | PROPRIETORS RD | 43085-3296 | Active | 4653509 | WILKINS | 975 | RP | 1.500 | 3510699
6370 | PROPRIETORS RD | 43085-7214 | Active | 96483 | WATTS | 009QT | RP | 1.000 | 69805 | NW CORNER
6471 | PROPRIETORS RD | 43085-3232 | Due Install |  |  |  | RP |  | 3510704 | METER IN 6473
6530 | PROPRIETORS RD | 43085-3233 | Active | AJAD9230 | WILKINS | 375 | RP | 0.750 | 3510710 | AT METER
6540 | PROPRIETORS RD | 43085-3233 | Active | AJAD9285 | WILKINS | 375 | RP | 0.750 | 3510711 | AT METER
6595 | PROPRIETORS RD | 43085-7208 | Active | A152824 | FEBCO | 805Y | DC | 0.750 | 70288 | OUTSIDE IN THE PIT
6595 | PROPRIETORS RD | 43085-7208 | Removed | 439578REM | WATTS | 909QT | RP | 0.750 | 70289 | REAR MECHANICAL ROOM
6595 | PROPRIETORS RD | 43085-7208 | Active | 9712301343 | FEBCO | 856 | DCDA | 6.000 | 70290 | PIT SE CORNER OF BUILDING
6595 | PROPRIETORS RD | 43085-7208 | Active | 115489 | WATTS | LF009M2QT | RP | 1.000 | 3638062 | FRONT MECHANICAL ROOM BY WATER HEATER
6800 | PROVIDENCE DR BLDG 19 | 43054 | Not Required by DOW | 56199 | WATTS | 919 | RP | 1.500 | 3618418
6808 | PROVIDENCE DR BLDG 20 | 43054 | Not Required by DOW | 20806 | WATTS | 919AQT | RP | 1.500 | 3618034 | IN HOT BOX S OF 6812
6824 | PROVIDENCE DR BLDG 21 | 43054 | Removed | 20112 | WATTS | 919AQT | RP | 1.500 | 3618035 | IN HOT BOX E OF 6836
970 | PULLMAN PL | 43212 | Active | 4876125 | WILKINS | 975XL | RP | 1.000 | 3648457 | HOTBOX FOR LAWN IRRIGATION BY ELECTRIC METERS
839 | PULLMAN WAY | 43212 | Active | 56403 | WATTS | 919AQT | RP | 1.000 | 3618112 | HOT BOX NW CORNER OF 888 BURR AVE
872 | PULLMAN WAY | 43212 | Active | T275330 | WILKINS | 720 | PVB | 0.750 | 3629759 | BACK OF HOUSE
840 | PULSAR DR | 43240-4043 | Active | 3CL1004 | AMES | 3000SS | DCDA | 4.000 | 73810 | METER PIT ON THE SE CORNER
8405 | PULSAR DR | 43240-4043 | Active | 68246 | WATTS | 007M2QT | DC | 0.750 | 73812 | ON METER PIT SE CORNER
8405 | PULSAR DR | 43240-4043 | Active | 194566 | WATTS | LF009M2QT | RP | 1.500 | 3635626 | AT METER S/E CORNER OF BLDG UNDERSTEPS
8425 | PULSAR DR | 43240-2079 | Active | YH-1238 | AMES | COLT 400 | RP | 3.000 | 73834 | NORTHSIDE UNDER NORTH STAIRS
8425 | PULSAR DR | 43240-2079 | Active | 3DL0027 | AMES | 3000SS | DCDA | 6.000 | 73835 | PIT NE CORNER
8425 | PULSAR DR | 43240-2079 | Active | 70036 | WATTS | 007M2QT | DC | 0.750 | 73836 | PIT NORTHEAST CORNER
8425 | PULSAR DR | 43240-2079 | Active | H210522 | FEBCO | 765 | PVB | 1.000 | 73837 | AT ISLAND AT ENTRANCE TO 8425
8425 | PULSAR DR | 43240-2079 | Active | 13753 | WILKINS | 975 | RP | 3.000 | 3636953 | AT ISLAND AT ENTRANCE TO 8425 - UNDER NORTH STAIRS
8411 | PULSAR PL | 43240-2028 | Active | 157191 | AMES | 3000SS | DCDA | 6.000 | 93427 | FIRE PUMP ROOM
8411 | PULSAR PL | 43240-2028 | Not Required by DOW | W341844 | WILKINS | 975XL | RP | 0.500 | 93930 | 3RD FLOOR VENDING AREA BY ELEVATOR
8411 | PULSAR PL | 43240-2028 | Not Required by DOW | A49669 | WATTS | 009QT | RP | 0.500 | 93931 | 1ST FLOOR VENDING AREA
8411 | PULSAR PL | 43240-2028 | Not Required by DOW | W343438 | WILKINS | 975XL | RP | 0.500 | 93932 | 2ND FLOOR VENDING AREA
8411 | PULSAR PL | 43240-2028 | Not Required by DOW | A49659 | WATTS | 009QT | RP | 0.500 | 93933 | 4TH FLOOR VENDING AREA
8411 | PULSAR PL | 43240-2028 | Not Required by DOW | A49689 | WATTS | 009QT | RP | 0.500 | 93934 | 5TH FLOOR VENDING AREA
8411 | PULSAR PL | 43240-2028 | Not Required by DOW | A49749 | WATTS | 009QT | RP | 0.500 | 93935 | 6TH FLOOR VENDING AREA BY ELEVATOR
8411 | PULSAR PL | 43240-2028 | Not Required by DOW | W342377 | WILKINS | 975XLBMS | RP | 0.750 | 93936 | IN THE POOL MECH ROOM
8411 | PULSAR PL | 43240-2028 | Not Required by DOW | A49724 | WATTS | 009QT | RP | 0.500 | 93937 | IN KITCHEN ABOVE ICE MAKER
8411 | PULSAR PL | 43240-2028 | Not Required by DOW | A53389 | WATTS | 009QT | RP | 0.500 | 93938 | IN KITCHEN ABOVE FREEZER
8411 | PULSAR PL | 43240-2028 | Active | X09061 | WILKINS | 375ADA | RP | 4.000 | 96041 | IN MECH ROOM
8411 | PULSAR PL | 43240-2028 | Not Required by DOW | 2860945 | WILKINS | 975XLBMS | RP | 2.000 | 96044 | in mech room
8411 | PULSAR PL | 43240-2028 | Active | 09144 | WATTS | 007M1QT | DC | 0.750 | 100770 | FIRE PUMP ROOM
8411 | PULSAR PL | 43240-2028 | Removed | W343434REM | WILKINS | 975XL2 | RP | 0.500 | 3605671 | 2ND FLOOR ICE MACHINE REMOVED
8411 | PULSAR PL | 43240-2028 | LPS - Active |  |  |  | LST |  | 3626635 | FIRE PUMP
8415 | PULSAR PL | 43240-4032 | Active | YD-0242 | AMES | COLT 400 | RP | 3.000 | 73817 | BASEMENT OF NORTH STAIRWELL
8415 | PULSAR PL | 43240-4032 | Active | A002724 | FEBCO | 805 | DC | 0.750 | 73818 | METER PIT IN FRONT OF BUILDING
8415 | PULSAR PL | 43240-4032 | Not Required by DOW | ALA59485 | WILKINS | 975XL | RP | 1.000 | 73819 | INSIDE BUILDING AFTER CONTAINMENT
8415 | PULSAR PL | 43240-4032 | Active | 9704111349 | FEBCO | 856 | DCDA | 6.000 | 73820 | METER PIT IN FRONT OF BUILDING
8415 | PULSAR PL | 43240-4032 | Due Install |  |  |  | RP | 3.000 | 3636952 | METER PIT IN FRONT OF BUILDING
8500 | PULSAR PL | 43240 | Active | 1289694 | WILKINS | 975XL | RP | 1.500 | 73992 | SW PARTS ROOM AT WATER METER MR TIRE
8500 | PULSAR PL | 43240 | Not Required by DOW | W001788 | WILKINS | 975XL | RP | 1.000 | 73993 | SW PARTS ROOM
8505 | PULSAR PL | 43240-2030 | Active | 3KL1489 | AMES | 3000SS | DCDA | 6.000 | 73996 | 1st Floor South Hall Sprinkler-Mechanical Rm
8505 | PULSAR PL | 43240-2030 | Active | 506673 | WILKINS | 975 | RP | 2.000 | 73997 | 1st Floor South Hall Sprinkler-Mechanical Rm
8505 | PULSAR PL | 43240-2030 | Active | 229348 | WATTS | LF007M3QT | DC | 0.750 | 73998 | 1st Floor South Hall Sprinkler-Mechanical Rm
8505 | PULSAR PL | 43240-2030 | Active | 431570 | WATTS | 007M2QT | DC | 0.750 | 87347 | 1st Floor South Hall Sprinkler-Mechanical Rm
8505 | PULSAR PL | 43240-2030 | Due Install |  |  |  | RP | 4.000 | 3639614 | 1ST FLOOR MECH ROOM
3777 | PURDEY CT | 43054-9082 | Replaced | REP181373 | WILKINS | 420 | PVB | 1.000 | 61757 | REPLACED- LEFT SIDE OF HOUSE
3777 | PURDEY CT | 43054-9082 | Active | CB075018 | WILKINS | 720A | PVB | 1.000 | 3611477 | LEFT SIDE OF HOUSE
3780 | PURDEY CT | 43054 | Active | H209520 | FEBCO | 765 | PVB | 1.000 | 61765 | LEFT SIDE
3798 | PURDEY CT | 43054-9082 | Active | G217764 | WILKINS | 720A | PVB | 0.750 | 96232 | FRONT OF HOUSE
3799 | PURDEY CT | 43054-9082 | Active | 178009 | WILKINS | 420 | PVB | 1.000 | 61795 | RIGHT SIDE OF HOUSE UP FRONT
3818 | PURDEY CT | 43054-9082 | Active | 236197 | WILKINS | 420 | PVB | 1.000 | 61863 | BACK RIGHT OF HOUSE NEXT TO GAS METER
808 | PURDY ST UNIT A | 43206 | Active | 139879 | WATTS | LF009M2QT | RP | 1.000 | 3510816 | AT WATER METER RESTAURANT WAITING AREA BEHIND BARREL, 2 MTRS (240 E KOSSUTH)
103 | PUTNEY DR | 43085-2902 | Active | H489485 | FEBCO | 765 | PVB | 0.750 | 94501 | LEFT SIDE OF HOUSE
1050 | PUTNEY DR | 43085-2903 | Active | EAK1881 | WILKINS | 720A | PVB | 0.750 | 90529 | LEFT SIDE OF HOUSE
2060 | QUAIL CREEK BLVD | 43123- | Active | 11716 | AMES | 3000SS | DCDA | 6.000 | 57137 | METER PIT ALONG QUAIL CREEK BLVD BETWEEN UNITS 2055 & 2065
2060 | QUAIL CREEK BLVD | 43123- | Active | 48302 | WATTS | 007QT | DC | 0.750 | 57138 | METER PIT ALONG QUAIL CREEK BLVD BETWEEN UNITS 2055 & 2065
2060 | QUAIL CREEK BLVD | 43123- | Active | 45711 | WATTS | 919AQT | RP | 0.750 | 87558 | Pool filter room by meter of 5877 Crooked Creek
2060 | QUAIL CREEK BLVD | 43123- | Due Install |  |  |  | RP | 3.000 | 3635899
2097 | QUAIL CREEK BLVD | 43123 | Active | 06041 | WATTS | 919 | RP | 0.750 | 87046 | Basement
2255 | QUAIL CREEK BLVD | 43123-8059 | Active | 07174 | AMES | 4000B | RP | 0.750 | 75106 | FRONT WEST MECH ROOM
2255 | QUAIL CREEK BLVD | 43123-8059 | Active | 1029930605 | AMES | 5000 | RPDA | 4.000 | 75107 | FRONT WEST MECH ROOM
2255 | QUAIL CREEK BLVD | 43123-8059 | Active | W208435 | WILKINS | 975XL | RP | 1.500 | 90628 | SPRINKLER VALVE ROOM
2300 | QUAIL CREEK BLVD | 43123- | Not Required by DOW | AA1501 | FEBCO | 765 | PVB | 1.000 | 57897 | OUTSIDE CLUB HOUSE
2300 | QUAIL CREEK BLVD | 43123- | Not Required by DOW | W341665 | WILKINS | 975XL2 | RP | 0.750 | 99762 | MAIN ENTRANCE WEST SIDE
2300 | QUAIL CREEK BLVD | 43123- | Active | 47940 | WILKINS | 375AST | RP | 6.000 | 3629523 | HOT BOX AT PIT
3700 | QUAIL HOLLOW DR | 43228-9681 | Removed | CB179940REM | WILKINS | 720A | PVB | 1.000 | 61521 | RIGHT SIDE OF HOUSE, JUST BEHIND FENCE
3710 | QUAIL HOLLOW DR | 43228-9681 | Active | CAA99281 | WILKINS | 720A | PVB | 1.000 | 61549 | BACK OF HOUSE FENCED YARD
2441 | QUAIL MEADOW DR | 43123-8728 | Active | G214919 | WILKINS | 720A | PVB | 0.750 | 95098 | LEFT SIDE OF HOUSE
2442 | QUAIL MEADOW DR | 43123-8728 | Active | HI23159 | FEBCO | 765 | PVB | 1.000 | 58300 | OUTSIDE HOUSE, RIGHT SIDE
5769 | QUAIL RUN DR | 43123-8790 | Active | H012236 | FEBCO | 765 | PVB | 0.750 | 67901 | NE SIDE OF HOUSE
5774 | QUAIL RUN DR | 43123-8793 | Active | CB548600 | WILKINS | 720A | PVB | 0.750 | 99603 | LEFT SIDE
5779 | QUAIL RUN DR | 43123-8790 | Active | 468609 | APOLLO/CONBRACO | PVB | PVB | 0.750 | 102483 | SOUTH SIDE OF HOUSE
5784 | QUAIL RUN DR | 43123-8793 | Active | CAZ062 | WILKINS | 710 | PVB | 0.750 | 67951 | RIGHT SIDE OF HOUSE
5799 | QUAIL RUN DR | 43123-8790 | Active | T631911 | WILKINS | 720A | PVB | 1.000 | 87173 | LEFT SIDE OF HOUSE
5829 | QUAIL RUN DR | 43123-8791 | Removed | CB773418REM | WILKINS | 720A | PVB | 0.750 | 95153 | left side of house
543 | QUALITY PL | 43215 | Active | RC-2518 | WATTS | 957 | RP | 4.000 | 3632576 | SPRINKLER ROOM - BUILDING AT ROAD
543 | QUALITY PL | 43215 | Active | RK-0225 | WATTS | 957 | RPDA | 8.000 | 3632577 | SPRINKLER ROOM - BUILDING AT ROAD
543 | QUALITY PL | 43215 | Active | 71955 | WATTS | 919QT | RP | 0.750 | 3632578 | SPRINKLER ROOM - BUILDING AT ROAD
543 | QUALITY PL | 43215 | Not Required by DOW | 24633 | WATTS | 919QT | RP | 1.500 | 3639243 | POOL MECH ROOM
543 | QUALITY PL | 43215 | Not Required by DOW | 69344 | WATTS | 919QT | RP | 1.000 | 3639244 | POOL MECH ROOM for boiler
543 | QUALITY PL | 43215 | Not Required by DOW | 154483 | WATTS | 009M2 | RP | 1.500 | 3639346 | AT IRRIGATION METER
640 | QUARRY LN | 43017-2535 | Active | 41730 | WATTS | 800M2QT | PVB | 1.000 | 69897 | LEFT SIDE OF HOUSE
6456 | QUARRY LN | 43017-2536 | Active | G216476 | WILKINS | 720A | PVB | 0.750 | 96010 | RIGHT SIDE OF HOUSE
6468 | QUARRY LN | 43017-2536 | Active | 82901 | WATTS | 800QT | PVB | 1.000 | 70000 | LEFT SIDE FRONT
6469 | QUARRY LN | 43017-2535 | Active | GB32755 | WILKINS | 720A | PVB | 1.000 | 94305 | LEFT SIDE
6477 | QUARRY LN | 43017-2535 | Active | H447821 | FEBCO | 765 | PVB | 1.000 | 70016 | FRONT LEFT CORNER OF BUILDING
6480 | QUARRY LN | 43017-2536 | Active | CB485726 | WILKINS | 720A | PVB | 1.000 | 70021 | SOUTH SIDE OF HOUSE -RIGHT REAR
6505 | QUARRY LN | 43017-7503 | Active | HB14695 | FEBCO | 765 | PVB | 1.000 | 70140 | UNDER DECK AT NE CORNER OF HSE
6510 | QUARRY LN | 43017-2536 | Active | EAE7627 | FEBCO | 765 | PVB | 1.000 | 94306 | LEFT REAR OF HOUSE
6520 | QUARRY LN | 43017-2536 | Active | T290139 | WILKINS | 720A | PVB | 0.750 | 94307 | FRONT OF HOUSE LEFT OF FRONT DOOR
6521 | QUARRY LN | 43017-7503 | Active | T471861 | WILKINS | 720A | PVB | 1.000 | 70171 | FRONT 15' RIGHT OF DOOR
6527 | QUARRY LN | 43017-7503 | Active | HO09819 | FEBCO | 765 | PVB | 1.000 | 70190 | LEFT SIDE OF HOUSE
6541 | QUARRY LN | 43017-7503 | Active | T205149 | Wilkins | 720A | PVB | 0.750 | 88047 | FRONT OF HOUSE LEFT OF FRONT DOOR
6559 | QUARRY LN | 43017-7503 | Active | T372128 | WILKINS | 720A | PVB | 0.750 | 70247 | LEFTSIDE OF HOUSE CENTER
1049 | QUARRY OAK DR | 43123 | Active | EAF6492 | WILKINS | 720A | PVB | 0.750 | 3655120 | LEFT SIDE OF HOUSE
6225 | QUARTER HORSE DR | 43229-2566 | Due Install |  |  |  | RP | 4.000 | 3570885
6225 | QUARTER HORSE DR | 43229-2566 | Due Install |  |  |  | DCDA | 6.000 | 3640799
6275 | QUARTER HORSE DR | 43229-2566 | Active | 1643740508 | AMES | 3000SS | DCDA | 6.000 | 98198 | IN HOT BOX IN FRONT
6275 | QUARTER HORSE DR | 43229-2566 | Active | 247626 | WATTS | LF007M3QT | DC | 0.750 | 98399 | IN HOT BOX IN FRONT
6275 | QUARTER HORSE DR | 43229-2566 | Active | L55488 | WILKINS | 375 | RP | 3.000 | 98400 | RISER ROOM
6275 | QUARTER HORSE DR | 43229-2566 | LPS - Active |  |  |  | LST |  | 3644712 | FIRE PUMP - PUMP HOUSE
2399 | QUEEN ANN CT | 43235-1817 | Active | BC5000 | FEBCO | 765 | PVB | 0.750 | 94308 | RIGHT SIDE
1906 | QUEENS MEADOW LN | 43123-1264 | Active | CB366367 | WILKINS | 720A | PVB | 0.750 | 97488 | LEFT SIDE OF HOUSE
2084 | QUEENSBRIDGE DR | 43235-2071 | Active | T178646 | WILKINS | 720A | PVB | 0.750 | 57175 | Left side of house
2594 | QUEENSWAY DR | 43123-3347 | Active | ALA52573 | WILKINS | 975 | RP | 0.750 | 3511334 | BY LIMITED FIRE TANKS
7635 | QUETZAL DR | 43017-8235 | Active | DJ9749 | FEBCO | 765 | PVB | 0.750 | 72381 | LT SIDE
7643 | QUETZAL DR | 43017-8235 | Active | F031303 | WILKINS | 720A | PVB | 0.750 | 72399 | LEFT FRONT
7651 | QUETZAL DR | 43017-8235 | Active | F006264 | WILKINS | 720A | PVB | 0.750 | 97899 | L. H. side
7652 | QUETZAL DR | 43017 | Active | 873860 | WILKINS | 720A | PVB | 0.750 | 72425 | RT SIDE
7660 | QUETZAL DR | 43017-8238 | Active | G242314 | WILKINS | 720A | PVB | 0.750 | 99553 | RIGHT SIDE
7667 | QUETZAL DR | 43017-8235 | Active | HA64529 | FEBCO | 765 | PVB | 0.750 | 72455 | L/SIDE OF HSE
7668 | QUETZAL DR | 43017 | Active | H262099 | FEBCO | 765 | PVB | 1.000 | 72459 | NORTH LEFT FRONT
7675 | QUETZAL DR | 43017-8235 | Active | H262209 | FEBCO | 765 | PVB | 1.000 | 72480 | RIGHTSIDE
7683 | QUETZAL DR | 43017-8235 | Active | G125301 | WILKINS | 720A | PVB | 0.750 | 95131 | RIGHT FRONT
7684 | QUETZAL DR | 43017-8238 | Active | cb243204 | WILKINS | 720A | PVB | 1.000 | 72508 | LEFT SIDE
7692 | QUETZAL DR | 43017-8238 | Active | T230548 | WILKINS | 720A | PVB | 0.750 | 3586353 | RIGHT OF FRONT DOOR
7702 | QUETZAL DR | 43017-8237 | Active | G086355 | WILKINS | 720A | PVB | 0.750 | 88620 | RIGHT SIDE OF HOUSE
7718 | QUETZAL DR | 43017 | Active | 673066 | WILKINS | 720A | PVB | 0.750 | 72618 | LEFT FRONT
7726 | QUETZAL DR | 43017-8237 | Active | H009552 | FEBCO | 765 | PVB | 0.750 | 72638 | LEFT SIDE OF HOUSE
7750 | QUETZAL DR | 43017 | Replaced | REP751396 | WILKINS | 720A | PVB | 0.750 | 72704 | REPLACED- LEFT SIDE OF HOUSE
7750 | QUETZAL DR | 43017 | Active | A133521 | WILKINS | 720A | PVB | 0.750 | 3609724 | LEFT SIDE OF HOUSE
7766 | QUETZAL DR | 43017-8237 | Active | CAA25720 | WILKINS | 720A | PVB | 1.000 | 72741 | SOUTHSIDE OF HOUSE
7774 | QUETZAL DR | 43017-8237 | Active | T385854 | WILKINS | 720A | PVB | 0.750 | 95839 | RIGHT FRONT
3048 | QUIET BROOK VALE | 43231 | Active | CB655479 | WILKINS | 720A | PVB | 0.750 | 3639462 | LEFT SIDE
6042 | QUIN ABBEY E CT | 43017-8646 | Active | T304977 | WILKINS | 720A | PVB | 0.750 | 94309 | FRONT OF HOUSE RIGHT OF FRONT DOOR
6050 | QUIN ABBEY E CT | 43017-8646 | Active | 185075 | WILKINS | 420 | PVB | 1.000 | 68804 | RIGHT SIDE OF HOUSE
6066 | QUIN ABBEY E CT | 43017-8646 | Active | T459279 | WILKINS | 720A | PVB | 0.750 | 68846 | RIGHT SIDE OF HOUSE NORTH OF SIDE DOOR
6074 | QUIN ABBEY E CT | 43017-8646 | Active | A152388 | WILKINS | 720A | PVB | 0.750 | 68924 | FRONT OF HOUSE
6074 | QUIN ABBEY E CT | 43017-8646 | Active | 48854 | WATTS | 919QT | RP | 0.750 | 104173 | IN BASEMENT
6082 | QUIN ABBEY W CT | 43017 | Active | T472532 | WILKINS | 720A | PVB | 1.000 | 68948 | IN BACK OF HOUSE.. GET FROM LEFT SIDE PROPERTY
6090 | QUIN ABBEY W CT | 43017-8645 | Active | F021242 | WILKINS | 720A | PVB | 0.750 | 68959 | FRONT OF HOUSE LEFT OF FRONT DOOR
6098 | QUIN ABBEY W CT | 43017-8645 | Active | H874522 | FEBCO | 765 | PVB | 0.750 | 68984 | FRONT OF HOUSE LEFT OF FRONT DOOR
6106 | QUIN ABBEY W CT | 43017 | Active | T419438 | WILKINS | 720A | PVB | 0.750 | 95669 | LEFT CENTER
3401 | QUINLAN BL | 43110-9696 | Active | 106811 | AMES | 2000SS | DC | 4.000 | 60629 | NE WALL OF MECHANICAL ROOM
3401 | QUINLAN BL | 43110-9696 | Due Install |  |  |  | RP | 3.000 | 3639662
3401 | QUINLAN BL | 43110-9696 | Due Install |  |  |  | DCDA | 6.000 | 3639663
6058 | QUINN ABBEY E CT | 43017-8646 | Active | cb001779 | WILKINS | 720A | PVB | 0.750 | 68825 | FRONT RIGHT OF DOOR
6114 | QUINN ABBEY W CT | 43017-8645 | Replaced | REP343845 | WATTS | 800M4FR | PVB | 0.750 | 69046 | REPLACED- RIGHT SIDE OF HOUSE
6114 | QUINN ABBEY W CT | 43017-8645 | Active | 009103 | WATTS | 800M4FR | PVB | 0.750 | 3609967 | RIGHT SIDE OF HOUSE
6125 | RACKLEY WAY | 43081- | Active | 2794111 | WILKINS | 975XLBMS | RP | 0.750 | 96230 | NORTH OF PARK ON RACKLEY
15 | RADIO CITY BLVD | 43235- | Active | 1076620305 | WATTS | 774 | DCDA | 6.000 | 55159 | METER BLDG NEXT TO GARAGES
15 | RADIO CITY BLVD | 43235- | Active | 64334 | WATTS | 007M1QT | DC | 0.750 | 94606 | STORE RM BY GARAGE 19, 105 RADIO CITY
15 | RADIO CITY BLVD | 43235- | Active | 07380 | WATTS | 009M1PCQT | RP | 1.500 | 97948 | WATER METER ROOM, 105 RADIO CITY BLVD
15 | RADIO CITY BLVD | 43235- | Active | 330852 | WATTS | 909HWM1QT | RP | 1.250 | 97949 | WATER RM NEXT TO 47 SHAKESPERE GARDEN PLACE, 105 RADIO CITY
15 | RADIO CITY BLVD | 43235- | Active | 330560 | WATTS | 909HWM1QT | RP | 1.250 | 97951 | WATER RM NEXT TO GARAGE, 57 SHAKESPEARE GARDEN PL/105 RADIO CITY
15 | RADIO CITY BLVD | 43235- | Due Install |  |  |  | RP | 4.000 | 3629483
16 | RADIO CITY BLVD | 43235- | Due Install |  |  |  |  | 2.000 | 3595725
16 | RADIO CITY BLVD | 43235- | Active | 027181 | WATTS | 007 | DCDA | 2.000 | 3659512
16 | RADIO CITY BLVD | 43235- | Active | 92175 | WATTS | 007LF | DC | 0.500 | 3659514
16 | RAIL N CT BLDG 674 | 43137 | Active | 31288 | WATTS | 919AQT | RP | 2.000 | 3629589 | NORTH WALL - WEST SIDE EXTERIOR FIRE PUMP ROOM
1661 | RAIL N CT BLDG 674 | 43137 | Active | SA-0477 | WATTS | 757 | DCDA | 10.000 | 3629590 | Hot Box - North Side of Building in/by Fence
1661 | RAIL N CT BLDG 674 | 43137 | Active | 193609 | WATTS | 007M3QT | DC | 0.750 | 3629591 | Hot Box - North Side of Building in/by Fence
1661 | RAIL N CT BLDG 674 | 43137 | LPS - Active |  |  |  | LST |  | 3636672 | FIRE PUMP - PUMP ROOMN
1661 | RAIL N CT BLDG 674 | 43137 | Not Required by DOW | 22643 | WATTS | 919QT | RP | 1.500 | 3638900 | North wall - west side in Building
1417 | RAIL SOUTHERN CT | 43137 | Active | VH-1143 | AMES | COLT 200N | DCDA | 10.000 | 3652446
1417 | RAIL SOUTHERN CT | 43137 | Active | 205515 | WATTS | LF007M3QT | DC | 0.750 | 3652447
1417 | RAIL SOUTHERN CT | 43137 | Active | 177647 | WATTS | 009M2-FP | RP | 2.000 | 3652448
1575 | RAIL SOUTHERN CT UNIT A | 43217 | Active | 272116 | WATTS | 009M2PCQT | RP | 2.000 | 3654416 | HOT BOX NEAR CORNER
1575 | RAIL SOUTHERN CT UNIT A | 43217 | Active | 232551 | WATTS | 007M3-FP | DC | 0.750 | 3654417 | HOT BOX NEAR CORNER
1575 | RAIL SOUTHERN CT UNIT A | 43217 | Active | WH-1257 | WATTS | 757 | DCDA | 10.000 | 3654418
1575 | RAIL SOUTHERN CT UNIT B | 43217 | Active | J33961 | BELCO | 40 | RP | 6.000 | 3658182
795 | RAIL ST | 43212 | Active | 3895565 | WILKINS | 975XL2 | RP | 2.000 | 3606015 | MECHANICAL ROOM, LOWER LEVEL WATER METER ROOM
795 | RAIL ST | 43212 | Active | 3895560 | WILKINS | 975XL2 | RP | 2.000 | 3606016 | MECHANICAL ROOM, LOWER LEVEL WATER METER ROOM
795 | RAIL ST | 43212 | Active | A341251 | WILKINS | 350XL | DC | 1.500 | 3618117 | WATER ROOM
975 | RAIL ST | 43212 | Active | 27083 | WATTS | 919QT | RP | 2.000 | 3613812 | MECHANICAL ROOM
975 | RAIL ST | 43212 | Active | 27274 | WATTS | 919QT | RP | 2.000 | 3615002 | MECHANICAL ROOM
112 | RAIL ST | 43212 | Active | 038557 | WATTS | LF007M1QT | DC | 1.000 | 3617011 | RISER ROOM
1125 | RAIL ST | 43212 | Active | 27541 | WATTS | 919AQT | RP | 2.000 | 3618205 | MECHANICAL ROOM
1125 | RAIL ST | 43212 | Active | 27382 | WATTS | 919AQT | RP | 2.000 | 3618206 | MECHANICAL ROOM
5947 | RAINWATER WAY | 43228-8816 | Active | HH61226 | FEBCO | 765 | PVB | 1.000 | 101338 | RIGHT FRONT
5456 | RAMBLEHURST CT | 43221-5910 | Active | F021214 | WILKINS | 720A | PVB | 0.750 | 97743 | RIGHT OF HOUSE
1634 | RAMBLEWOOD AVE | 43235-7395 | Active | G186084 | WILKINS | 720 | PVB | 0.750 | 3512180 | LEFT
1754 | RAMBLEWOOD AVE | 43235-7332 | Active | 375352 | WILKINS | 720A | PVB | 0.750 | 56026 | LEFT SIDE OF HOUSE
1794 | RAMBLEWOOD AVE | 43235-7332 | Active | T486608 | WILKINS | 720A | PVB | 0.750 | 103378 | BACK LEFT OF HOUSE
5602 | RAMBLEWOOD CT | 43235-7346 | Active | H489502 | FEBCO | 765 | PVB | 0.750 | 95185 | LEFT SIDE OF HOUSE
4140 | RANDMORE CT | 43220-4440 | Active | 329703 | WATTS | 800CMQT | PVB | 0.750 | 63021 | FRONT OF HOUSE
4150 | RANDMORE CT | 43220-4440 | Active | AC6751 | FEBCO | 765 | PVB | 0.750 | 94340 | SOUTHWEST CORNER OF HOUSE
4160 | RANDMORE CT | 43220-4440 | Active | F011332 | WILKINS | 720A | PVB | 1.000 | 94341 | FRONT OF HOUSE
4161 | RANDMORE CT | 43220-4440 | Active | H881459 | FEBCO | 765 | PVB | 1.000 | 3512400 | RIGHT SIDE
4171 | RANDMORE CT | 43220-4440 | Active | CB856884 | WILKINS | 720A | PVB | 1.000 | 63148 | FRONT NEXT TO GARAGE
4181 | RANDMORE CT | 43220-4440 | Active | 98549 | WATTS | 800QT | PVB | 1.000 | 92190 | RIGHT SIDE OF HOUSE
4190 | RANDMORE CT | 43220-4440 | Active | VAA3266 | WILKINS | 720A | PVB | 0.750 | 94344 | LEFT SIDE
4201 | RANDMORE CT | 43220-4440 | Active | 6262895 | WILKINS | 720A | PVB | 1.000 | 98459 | BACK OF HOUSE
4266 | RANDMORE RD | 43220-4442 | Active | 024303 | watts | 800M4 | PVB | 1.000 | 63464 | S/W CORNER
4280 | RANDMORE RD | 43220-4442 | Removed | G136098REM | WILKINS | 720A | PVB | 1.000 | 101580 | REMOVED- FRONT OF HOUSE ON LEFT
4280 | RANDMORE RD | 43220-4442 | Active | CB075370 | WILKINS | 720A | PVB | 1.000 | 3607377 | FRONT OF HOUSE ON LEFT
4299 | RANDMORE RD | 43220-4441 | Active | A135521 | WILKINS | 720A | PVB | 0.750 | 92189 | LEFT SIDE
4311 | RANDMORE RD | 43220-4441 | Active | CB243242 | WILKINS | 720A | PVB | 1.000 | 94347 | LEFT FRONT CORNER
4314 | RANDMORE RD | 43220-4442 | Active | DK6539 | FEBCO | 765 | PVB | 0.750 | 63663 | RIGHT SIDE OF HOUSE
3158 | RANKE CT | 43123-8550 | Active | 362517 | WATTS | 800CMQT | PVB | 0.750 | 60083 | LEFT SIDE OF HOUSE
5103 | RANSTEAD CT | 43220-2585 | Active | ALA22173 | WILKINS | 975XL3 | RP | 0.750 | 3638903 | POOL PUMP HOUSE 1715 RITTENSHOUS SQ
5103 | RANSTEAD CT | 43220-2585 | Due Install |  |  |  | RP | 6.000 | 3657865 | PIT OFF REED RD
5103 | RANSTEAD CT | 43220-2585 | Due Install |  |  |  | RP | 6.000 | 3657866 | PIT OFF BETHEL RD
1100 | RARIG AVE | 43219-2359 | Active | 272118 | WATTS | LF009 | RP | 2.000 | 3512639 | WEST WALL UNIT N
1120 | RARIG AVE | 43219-2312 | Active | ALA63855 | WILKINS | 975XL3 | RP | 1.000 | 3512641 | IN STORAGE ROOM IN GARAGE AT METER
1149 | RARIG AVE | 43219-2357 | Due Install |  |  |  | RP | 1.500 | 3512642 | MTR IN VACANT SIDE ON S END OF BUILDING
1161 | RARIG AVE | 43219 | Active | 36194 | WATTS | 919 | RP | 2.000 | 3641377 | AT WATER METER IN BREAK ROOM SOUTH DOOR
1565 | RASPBERRY CT | 43204-5014 | Active | AD4938 | FEBCO | 765 | PVB | 0.750 | 94348 | RIGHT SIDE OF HOUSE
1573 | RASPBERRY CT | 43204-5014 | Active | DJ7093 | FEBCO | 765 | PVB | 0.750 | 100020 | LEFT SIDE OF HOUSE
1582 | RASPBERRY CT | 43204-5014 | Active | H069432 | FEBCO | 765 | PVB | 0.750 | 94349 | BACK OF HOUSE
1557 | RASPBERRY RUN DR | 43204-5013 | Active | H129375 | FEBCO | 765 | PVB | 0.750 | 3512664 | RIGHT OF HOUSE
7409 | RATCHFORD CT | 43054-8970 | Active | 624348 | WILKINS | 720A | PVB | 0.750 | 71934 | RIGHT SIDE
7410 | RATCHFORD CT | 43054-8970 | Active | CA807546 | WILKINS | 720A | PVB | 1.000 | 71936 | OUTSIDE SW CORNER RIGHT SIDE
7421 | RATCHFORD CT | 43054-8970 | Active | T675152 | WILKINS | 720A | PVB | 1.000 | 71958 | LEFT FRONT
7437 | RATCHFORD CT | 43054-8970 | Active | T484442 | WILKINS | 720A | PVB | 0.750 | 71975 | RIGHT FRONT NEAR GUTTER
7453 | RATCHFORD CT | 43054-8970 | Active | G200463 | WILKINS | 720A | PVB | 1.000 | 72018 | RIGHT FRONT
7463 | RATCHFORD CT | 43054-8970 | Active | 359188 | WILKINS | 720 | PVB | 0.750 | 72036 | LEFT SIDE OF HOUSE
7477 | RATCHFORD CT | 43054-8970 | Active | CB547445 | WILKINS | 720A | PVB | 0.750 | 72069 | RIGHT SIDE OF HOUSE
292 | RATHMELL RD | 43207 | Active | WG-2692 | AMES | COLT 400 | RP | 4.000 | 3654257 | meter room
292 | RATHMELL RD | 43207 | Active | WH-1463 | AMES | COLT 300GV | DCDA | 8.000 | 3654429 | meter room
292 | RATHMELL RD | 43207 | Active | 62359 | AMES | 2000BM3 | DC | 0.750 | 3654430 | meter room
421 | RATHMELL RD | 43137 | Active | 01390 | WATTS | 919ZQT | RP | 0.750 | 63294 | BASEMENT NW CORNER
464 | RATHMELL RD | 43137-9215 | Active | 1009544 | WILKINS | 975XLBMS | RP | 1.500 | 64657 | IN CHURCH SW MECH/JANITORS ROOM AT WATER RISER
464 | RATHMELL RD | 43137-9215 | Removed | T172575REM | WILKINS | 975XLBMS | RP | 0.750 | 64658 | REMOVED-MAINT SHED IN FIELD
464 | RATHMELL RD | 43137-9215 | Active | 98203 | WATTS | LF919QT | RP | 0.750 | 3607451 | IN NW OF GROUNDS KEEPING POLE BARN NE PROP BY PARSONS
464 | RATHMELL RD | 43137-9215 | Removed | REM33933 | WATTS | 007M1PCQT | DC | 0.750 | 3607700 | PUMP ROOM REMOVED
464 | RATHMELL RD | 43137-9215 | Due Install |  |  |  | RP | 1.500 | 3632751 | 1.5 MTR IN PIT ON PARSONS W OF 1ST HYD N RATHMILL
225 | RATHMELL RD UNIT SECRTY | 43137 | Active | 115981 | WATTS | LF009M2QT | RP | 1.500 | 3652874 | HOT BOX EAST PROP LINE
225 | RATHMELL RD UNIT WM1 | 43137 | Active | 87108 | APOLLO | RPLF4A | RP | 12.000 | 3652879 | HOT BOX IN FRONT OF MAIN GATE
225 | RATHMELL RD UNIT WM1 | 43137 | Active | 87507 | APOLLO | RPFL4A | RP | 12.000 | 3654091 | HOT BOX AT MAIN GATE
225 | RATHMELL RD UNIT WM1 | 43137 | Active | AG225 | APOLLO/CONBRACO | RPLF4A | AG |  | 3655944 | On water tank
225 | rathmell rd unit wm3 |  | Active | 90332 | APOLLO | RPLF4A | RP | 12.000 | 3658563 | DUAL BACKFLOWS - MIDDLE VAULT AND HEATED ENCLOSURE, BACKFLOW 1
225 | rathmell rd unit wm3 |  | Active | 89332 | APOLLO | RPLF4A | RP | 12.000 | 3658564 | DUAL BACKFLOWS - MIDDLE VAULT AND HEATED ENCLOSURE, BACKFLOW 2
225 | rathmell rd unit wm4 |  | Active | 90329 | APOLLO | RPLF4A | RP | 12.000 | 3658565 | DUAL BACKFLOWS - WEST VAULT AND HEATED ENCLOSURE, BACKFLOW 1
225 | rathmell rd unit wm4 |  | Active | 90330 | APOLLO | RPLF4A | RP | 12.000 | 3658566 | DUAL BACKFLOWS - WEST VAULT AND HEATED ENCLOSURE, BACKFLOW 2
466 | RAVEN CT | 43026-7975 | Active | HL06528 | FEBCO | 765 | PVB | 1.000 | 64750 | LEFT FRONT
4710 | RAVEN CT | 43026-7975 | Active | FC8736 | FEBCO | 765 | PVB | 1.000 | 64868 | LEFT FRONT
6138 | RAVENHILL RD | 43026-6065 | Active | CB332943 | WILKINS | 720A | PVB | 0.750 | 3594811 | LEFT SIDE
7500 | RAVENS NEST CT | 43235-1783 | Active | CAA70305 | WILKINS | 720A | PVB | 0.750 | 99537 | FRONT OF HOUSE LEFT OF FRONT DOOR
7510 | RAVENS NEST CT | 43235-1783 | Active | H544664 | FEBCO | 765 | PVB | 0.750 | 97496 | RIGHT SIDE OF HOUSE
7515 | RAVENS NEST CT | 43235-1783 | Active | FK5126 | FEBCO | 765 | PVB | 1.000 | 72152 | RIGHT FRONT
7520 | RAVENS NEST CT | 43235-1783 | Active | H586828 | FEBCO | 765 | PVB | 0.750 | 98589 | RIGHT SIDE OF HOUSE
7537 | RAVENS NEST CT | 43235-1783 | Active | 3880142 | WILKINS | 975XL | RP | 0.750 | 3512839 | LEFT SIDE
6916 | RAVINE CIR | 43085-2885 | Active | CB639180 | WILKINS | 720A | PVB | 1.000 | 94350 | OUTSIDE - FRONT NORTH CORNER
995 | RAVINE RIDGE DR | 43085-2906 | Active | G242126 | WILKINS | 720A | PVB | 0.750 | 74956 | BASEMENT CLOSED
100 | RAVINE RIDGE DR | 43085-2907 | Active | CB010562 | WILKINS | 720A | PVB | 0.750 | 102968 | RIGHT REAR
1011 | RAVINE RIDGE DR | 43085-2906 | Active | CB513178 | WILKINS | 720A | PVB | 1.000 | 53619 | FRONT RIGHT OF DOOR
1012 | RAVINE RIDGE DR | 43085-2907 | Active | 531627 | WILKINS | 720A | PVB | 0.750 | 94351 | LEFT SIDE OF HOUSE
1019 | RAVINE RIDGE DR | 43085-2906 | Active | T081609 | WILKINS | 720A | PVB | 0.750 | 101529 | FRONT OF HOUSE
1034 | RAVINE RIDGE DR | 43085-2907 | Active | T304778 | WILKINS | 720A | PVB | 0.750 | 102512 | RIGHT SIDE OF HOUSE
1046 | RAVINE RIDGE DR | 43085-2907 | Active | 664307 | WATTS | 800M4QT | PVB | 1.000 | 94352 | FRONT OF HOUSE LEFT OF FRONT DOOR
1051 | RAVINE RIDGE DR | 43085-2906 | Active | 312639 | WATTS | LF009M3QT | RP | 0.750 | 3512917 | FRONT BSMNT AT WATER METER
1073 | RAVINE RIDGE DR | 43085-2906 | Active | 11911 | WATTS | 919QT | RP | 0.750 | 90770 | AT METER IN BASEMENT
1097 | RAVINE RIDGE DR | 43085-2906 | Active | T590429 | WILKINS | 720A | PVB | 1.000 | 53850 | FRONT OF HOUSE
1109 | RAVINE RIDGE DR | 43085-2906 | Active | 131981 | WATTS | 800M2QT | PVB | 1.000 | 53901 | OUTSIDE FRONT OF HOUSE
8000 | RAVINES EDGE CT | 43235-5422 | Not Required by DOW | 126546 | WATTS | 909QTFDA | RP | 2.500 | 73180 | Basement Fire Pump - Boiler - Meter Room
8000 | RAVINES EDGE CT | 43235-5422 | Not Required by DOW | 134303 | WATTS | 909QT | RP | 0.750 | 73181 | Basement Fire Pump - Boiler - Meter Rom (Ceiling by Meter)
8000 | RAVINES EDGE CT | 43235-5422 | Active | ACK3161 | WILKINS | 975XL | RP | 2.000 | 3632760 | Basement Fire Pump - Boiler - Meter Room
8000 | RAVINES EDGE CT | 43235-5422 | Active | XD-0453 | AMES | COLT 300ABF | DCDA | 6.000 | 3632972 | Basement Fire Pump - Boiler - Meter Room
8000 | RAVINES EDGE CT | 43235-5422 | Active | 234305 | WATTS | 007M3QT | DC | 0.750 | 3654634 | Basement Fire Pump - Boiler - Meter Room
8001 | RAVINES EDGE CT | 43235-5423 | Removed | 2831316REM | WILKINS | 975XLBMS | RP | 1.500 | 73193 | REMOVED PER ON LINE-BACK MIDDLE
8001 | RAVINES EDGE CT | 43235-5423 | Active | 4916452 | WILKINS | 975XLT | RP | 2.000 | 3632697 | MIDDLE BASEMENT MECH/ELECTRC ROOM AT WATER METER
8001 | RAVINES EDGE CT | 43235-5423 | Active | VE-0221 | AMES | COLT 300GV | DCDA | 6.000 | 3650716 | IN HOT BOX AT ENTRANCE
8001 | RAVINES EDGE CT | 43235-5423 | Active | 65126 | AMES | 2000BM3 | DC | 0.750 | 3650717 | IN HOT BOX AT ENTRANCE
8001 | RAVINES EDGE CT | 43235-5423 | Not Required by DOW | 4861340 | WILKINS | 975XLT | RP | 1.500 | 3651340 | LOWER LEVEL MIDDLE BLDG MECH RM
8001 | RAVINES EDGE CT | 43235-5423 | LPS - Active |  |  |  | LST |  | 3655702 | FIRE BOOSTER PUMP - 1ST FLOOR PUMP ROOM
8080 | RAVINES EDGE CT | 43235-5424 | Removed | REM137576 | WATTS | 709QT | DC | 1.500 | 94353 | REMOVED INSIDE FURNACE ROOM
8080 | RAVINES EDGE CT | 43235-5424 | Active | 4312597 | WILKINS | 975XL2 | RP | 1.500 | 3635197 | 1st Floor Mechanical/Water Meter Room - Center
8100 | RAVINES EDGE CT | 43235-5426 | Active | 352652 | WILKINS | 975XL | RP | 1.000 | 94354 | UTILITY ROOM IN SUITE 100
1492 | RAYNE LN | 43220-3128 | Active | T178563 | WILKINS | 720A | PVB | 0.750 | 3512989 | RIGHT SIDE
1326 | RED BANK DR | 43123-9062 | Active | F000201 | WILKINS | 720A | PVB | 0.750 | 54693 | LEFT HAND SIDE
1346 | RED BANK DR | 43123-9062 | Active | H635316 | FEBCO | 765 | PVB | 0.750 | 54755 | REAR OF HOUSE
1356 | RED BANK DR | 43123-9062 | Active | 4922 | FEBCO | 765 | PVB | 0.750 | 54790 | LEFT SIDE OF HOUSE
7630 | RED BAY CT | 43016 | Active | G226146 | WILKINS | 720A | PVB | 0.750 | 92061 | LEFT SIDE
7638 | RED BAY CT | 43016 | Active | H724812 | FEBCO | 765 | PVB | 1.000 | 99747 | LEFT OF FRONT DOOR
7648 | RED BAY CT | 43016 | Active | CB082902 | WILKINS | 720A | PVB | 0.750 | 3513132 | Right side of the house
7656 | RED BAY CT | 43016 | Active | 273989 | WATTS | 800M4QT | PVB | 0.750 | 97090 | FRONT LEFT OF HOUSE
7676 | RED BAY CT | 43016 | Active | T464202 | WILKINS | 720A | PVB | 0.750 | 3513133 | LEFT FRONT
6515 | RED FERN PL | 43229-1427 | Active | G218106 | WILKINS | 720A | PVB | 0.750 | 96307 | FRONT OF HOUSE
6521 | RED FERN PL | 43229-1427 | Active | G218171 | WILKINS | 720A | PVB | 0.750 | 96308 | RIGHT SIDE OF HOUSE
2400 | RED ROCK BLVD | 43123-1134 | Active | 166808 | WATTS | 709 | DC | 4.000 | 58198 | CUSTODIAL ROOM
6410 | RED STONE LOOP | 43016-7057 | Active | T273407 | WILKINS | 720A | PVB | 0.750 | 95862 | RIGHT FRONT
6418 | RED STONE LOOP | 43016-7057 | Active | A135426 | WILKINS | 720A | PVB | 0.750 | 69906 | RIGHT FRONT
6425 | RED STONE LOOP | 43016-7056 | Active | G086357 | WILKINS | 720A | PVB | 0.750 | 92368 | LEFT SIDE
6426 | RED STONE LOOP | 43016-7057 | Active | 229694 | WATTS | 800QT | PVB | 1.000 | 69917 | LEFT SIDE OF HOUSE
6433 | RED STONE LOOP | 43016-7056 | Active | 6043965 | WILKINS | 720A | PVB | 0.750 | 92359 | LEFT SIDE OF HOUSE
6441 | RED STONE LOOP | 43016-7056 | Active | H763256 | FEBCO | 765 | PVB | 0.750 | 93365 | RIGHT SIDE
6442 | RED STONE LOOP | 43016-7057 | Replaced | REPG086152 | WILKINS | 720A | PVB | 0.750 | 89095 | REPLACED- LEFT SIDE OF HOUSE
6442 | RED STONE LOOP | 43016-7057 | Active | T187790 | WILKINS | 720A | PVB | 0.750 | 3609861 | LEFT SIDE OF HOUSE
6449 | RED STONE LOOP | 43016-7056 | Active | H153967 | FEBCO | 765 | PVB | 0.750 | 69943 | LEFT SIDE FRONT
6457 | RED STONE LOOP | 43016 | Active | A107288 | WILKINS | 720A | PVB | 0.750 | 69963 | RIGHT SIDE OF HOME
6465 | RED STONE LOOP | 43016 | Active | G208126 | WILKINS | 720A | PVB | 0.750 | 92308 | LEFT SIDE
5451 | RED WYNNE LN | 43026-8957 | Active | FB6329 | FEBCO | 765 | PVB | 1.000 | 94356 | LEFT SIDE OF HOUSE
2731 | REDDING RD | 43221-3131 | Active | T187890 | WILKINS | 720A | PVB | 0.750 | 3513446
2928 | REDDING RD | 43221-2741 | Active | ALA24050 | WILKINS | 975XL3 | RP | 0.750 | 3513455 | BASEMENT
2928 | REDDING RD | 43221-2741 | Due Install |  |  |  | RP | 0.750 | 3655825 | BASEMENT WEST WALL
3065 | REDDING RD | 43221-2729 | Active | EAF6420 | WILKINS | 720A | PVB | 0.750 | 3513458 | EAST SIDE OF HOUSE ADDRESS ON HOUSE IS 2157 JERVIS
3445 | REDDING RD | 43221-1361 | Active | VAA2482 | WILKINS | 720A | PVB | 0.750 | 3513513 | LEFT SIDE
3485 | REDDING RD | 43221 | Active | EAD8315 | WILKINS | 720A | PVB | 0.750 | 3653943 | BACKSIDE OF HOUSE
3509 | REDDING RD | 43221 | Active | VAA5249 | WILKINS | 720A | PVB | 0.750 | 3659279 | RIGHT SIDE BY GARAGE
3519 | REDDING RD | 43221-1328 | Active | VAA2522 | WILKINS | 720A | PVB | 0.750 | 3513509 | LEFT REAR
5133 | REDDINGTON CT | 43017 | Active | 779695 | WILKINS | 720A | PVB | 0.750 | 94358 | LEFT REAR
5157 | REDDINGTON CT | 43017 | Active | CB630429 | Wilkins | 720 | PVB | 0.750 | 3513525 | RIGHT FRONT
5158 | REDDINGTON CT | 43017 | Active | T498405 | WATTS | 800M4QT | PVB | 0.750 | 96201 | LEFT SIDE
5165 | REDDINGTON CT | 43017 | Active | T304887 | WILKINS | 720A | PVB | 0.750 | 66221 | LEFT SIDE OF HOUSE
5194 | REDDINGTON DR | 43017-9662 | Active | AA5060 | FEBCO | 765 | PVB | 0.750 | 66285 | NORTH SIDE OF HOUSE
5202 | REDDINGTON DR | 43017-9662 | Active | CB547163 | WILKINS | 720A | PVB | 0.750 | 66396 | RT SIDE
5210 | REDDINGTON DR | 43017-9662 | Active | HA36335 | FEBCO | 765 | PVB | 1.000 | 66418 | LT SIDE
3946 | REDFORD CT | 43054-9500 | Active | 930211 | WATTS | 800M4QT | PVB | 1.000 | 62300 | NORTH SIDE
3961 | REDFORD CT | 43054-9500 | Replaced | REP132359 | FEBCO | 825Y | RP | 0.750 | 62365 | REPLACED- LEFT SIDE OF HOUSE
3961 | REDFORD CT | 43054-9500 | Active | 3940589 | WILKINS | 975XL | RP | 0.750 | 3611329 | LEFT SIDE OF HOUSE
3968 | REDFORD CT | 43054-9500 | Active | F006192 | WILKINS | 720A | PVB | 0.750 | 94360 | NW CORNER OF HOME
3982 | REDFORD CT | 43054-9500 | Active | CB481688 | WILKINS | 720A | PVB | 1.000 | 62448 | LEFT SIDE OF HOUSE BY AC
3993 | REDFORD CT | 43054-9500 | Replaced | REP672199 | WILKINS | 720A | PVB | 0.750 | 62477 | REPLACED- RIGHT SIDE OF HOUSE
3993 | REDFORD CT | 43054-9500 | Active | t272791 | WILKINS | 720A | PVB | 0.750 | 3609711 | RIGHT SIDE OF HOUSE
3996 | REDFORD CT | 43054-9500 | Active | 42111 | WATTS | 800M4QT | PVB | 0.750 | 62478 | NORTH SIDE OF HOUSE OUTSIDE
4005 | REDFORD CT | 43054-9500 | Active | H200162 | FEBCO | 765 | PVB | 0.750 | 94361 | RIGHT SIDE
4013 | REDFORD CT | 43054-9500 | Active | G169968 | WILKINS | 720A | PVB | 0.750 | 62681 | RIGHT SIDE
4023 | REDFORD CT | 43054-9500 | Active | HC02354 | FEBCO | 765 | PVB | 1.000 | 62701 | EAST
4037 | REDFORD CT | 43054-9500 | Replaced | REPG242400 | WILKINS | 720A | PVB | 0.750 | 62714 | REPLACED- FRONT OF HOUSE
4037 | REDFORD CT | 43054-9500 | Removed | T191435REM | WILKINS | 720A | PVB | 0.750 | 3609717 | FRONT OF HOUSE
4037 | REDFORD CT | 43054-9500 | Active | T484436 | WILKINS | 720 | PVB | 0.750 | 3659417 | FRONT
711 | REDWOOD VALLEY DR | 43004-8830 | Active | H01888 | FEBCO | 765 | PVB | 0.750 | 102567 | LEFT SIDE OF HOUSE
454 | REDWOOD VINE | 43054-8856 | Active | 817375 | WILKINS | 720A | PVB | 0.750 | 64315 | LT SIDE OF HSE
280 | REEB AVE | 43207-1936 | Removed | 514964REM | WATTS | 909QT | RP | 0.750 | 59306 | REMOVED-BOILER ROOM - Reeb E.S.
280 | REEB AVE | 43207-1936 | Not Required by DOW | 10142 | WATTS | 008PCQT | PVB | 0.500 | 3611342 | MOP SINK, ROOM 153
280 | REEB AVE | 43207-1936 | Active | 0I-0890 | WATTS | 957 | RP | 3.000 | 3611343 | WATER METER ROOM
280 | REEB AVE | 43207-1936 | Active | 1849201114 | AMES | 3000SS | DCDA | 6.000 | 3611392 | BASEMENT RISER ROOM
280 | REEB AVE | 43207-1936 | Active | 23504 | WATTS | 007M1QT | DC | 0.750 | 3611393 | BASEMENT RISER ROOM
280 | REEB AVE | 43207-1936 | Not Required by DOW | 00745 | WATTS | LF909M1QT | RP | 1.500 | 3611961 | LOWER LEVEL MECHANICAL ROOM
280 | REEB AVE | 43207-1936 | Not Required by DOW | 82356 | WATTS | 800MQT | PVB | 0.500 | 3611968 | 2ND FL JANITOR'S CLOSET @ RESTROOMS
280 | REEB AVE | 43207-1936 | Not Required by DOW | 10136 | WATTS | 008PCQT | PVB | 0.500 | 3611969 | 1ST FL JANITOR'S CLOSET @ RESTROOMS
280 | REEB AVE | 43207-1936 | Not Required by DOW | 12165 | WATTS | 008PCQT | PVB | 0.500 | 3611970 | JANITOR'S CLOSET @ ADDITION RM #131
280 | REEB AVE | 43207-1936 | Not Required by DOW | 10161 | WATTS | 008PCQT | PVB | 0.500 | 3611971 | LOWER LEVEL RESTROOM JANITOR'S RM (W END OF RENOVATION)
280 | REEB AVE | 43207-1936 | Not Required by DOW | 09792 | WATTS | 008PCQT | PVB | 0.500 | 3611972 | LOWER LEVEL KITCHEN JANITOR'S RM (E END OF RENOVATION)
285 | REEB AVE | 43207- | Active | 1279573 | WILKINS | 975XLBMS | RP | 0.750 | 99200 | 277 REEB AVE, BOILER ROOM
353 | REEB AVE | 43207- | Active | 147061 | WATTS | LF009M3QT | RP | 0.750 | 3621385 | IN HOT BOX AT WATER MTR CITY ORCHARD/GARDEN
332 | REED POINT DR | 43026-1557 | Active | F017960 | WILKINS | 720A | PVB | 1.000 | 95842 | NW CORNER OF HOUSE
3650 | REED RD | 43220-4825 | NULL | [5 empty] | 3633779 | METER IN 2 MAN PIT @ 1822 FISHINGER
3861 | REED RD | 43220-4828 | Active | L55498 | WILKINS | 375 | RP | 3.000 | 98871 | SE CORNER OF APPARTUS BAY
3861 | REED RD | 43220-4828 | Not Required by DOW | 3192863 | WILKINS | 975XL | RP | 2.000 | 98872 | SE CORNER OF APPARATUS BAY
3861 | REED RD | 43220-4828 | Active | 12538 | WATTS | 007M1QT | DC | 0.750 | 98873 | SE CORNER OF BLDG
3861 | REED RD | 43220-4828 | Active | 165203 | AMES | 3000SS | DCDA | 6.000 | 98874 | SE CORNER OF BUILDING
3880 | REED RD | 43220-4829 | Active | 2821847 | WILKINS | 975XL | RP | 1.500 | 92688 | BASEMENT MECH
3880 | REED RD | 43220-4829 | Active | 154200 | AMES | 3000SS | DCDA | 4.000 | 92915 | MECH ROOM IN BASEMENT
3880 | REED RD | 43220-4829 | Active | 52480 | AMES | 2000B | DC | 0.750 | 92916 | MECH ROOM IN BASEMENT
3920 | REED RD | 43220-4831 | Active | 175292 | WILKINS | 420 | PVB | 1.000 | 62219 | FRONT OF HOUSE RIGHT OF FRONT DOOR
4081 | REED RD | 43220-4832 | Not Required by DOW | CB215279 | WILKINS | 720A | PVB | 0.750 | 62841 | NORTHSIDE IN COURTYARD
4081 | REED RD | 43220-4832 | Removed | 3BM0677REM | AMES | 3000SS | DCDA | 3.000 | 62842 | REMOVED- MECH. ROOM AT SPRINKLER RISER
4081 | REED RD | 43220-4832 | Not Required by DOW | 353085 | WILKINS | 975XL | RP | 1.000 | 62843 | NEW MECHANICAL ROOM - BASEMENT ABOVE HEAD ENTRANCE
4081 | REED RD | 43220-4832 | Removed | 528930REM | WILKINS | 975 | RP | 2.000 | 62844 | REMOVED - MECH. ROOM S WALL BY WATER METER
4081 | REED RD | 43220-4832 | Not Required by DOW | 537814 | WILKINS | 975XL | RP | 0.750 | 62845 | EXISTING BOILER ROOM
4081 | REED RD | 43220-4832 | Removed | 559946REM | WILKINS | 975 | RP | 2.000 | 62846 | REMOVED - E METER LOCATION MECH, ROOM S WALL BASEMENT
4081 | REED RD | 43220-4832 | Removed | 98561REM | WATTS | 007QT | DC | 0.750 | 62847 | REMOVED - MECH ROOM SOUTH EAST CORNER BASEMENT AT SPRINKLER RISOR
4081 | REED RD | 43220-4832 | Not Required by DOW | 71146 | WATTS | 009QT | RP | 0.500 | 87471 | MECH ROOM N WALL ABOVE AIR HANDLER
4081 | REED RD | 43220-4832 | Active | P-2302 | WATTS | 957 | RP | 3.000 | 3615356 | BASEMENT EAST WALL/MECHANICAL ROOM
4081 | REED RD | 43220-4832 | Active | 4300B | WILKINS | 350ASTDA | DCDA | 6.000 | 3616818 | BASEMENT EAST WALL
4081 | REED RD | 43220-4832 | Active | 4150679 | WILKINS | 950XL | DC | 0.750 | 3616819 | BASEMENT
4081 | REED RD | 43220-4832 | Not Required by DOW | 99492 | WATTS | LF009M3QT | RP | 0.750 | 3620018 | MECHANICAL ROOM 116
4621 | REED RD | 43220-3042 | Active | 262015 | WATTS | 009M2QT | RP | 1.000 | 92996 | MECH ROOM
4621 | REED RD | 43220-3042 | Not Required by DOW | 877456 | WILKINS | 720A | PVB | 1.000 | 95176 | SOUTHSIDE OF BUILDING (OUTSIDE)
4646 | REED RD | 43220-3060 | Active | 182224 | WATTS | 009M2PCQT | RP | 0.750 | 89507 | EAST SIDE CHILLER ROOM ABOVE PUMPS
4701 | REED RD | 43220-3051 | Due Install |  |  |  | RP | 1.500 | 3513879 | IN WINDWARD
4709 | REED RD | 43220-3051 | Active | 4773239 | WILKINS | 975 XL2 | RP | 2.000 | 3513880 | AT WATER METER IN POOLS PLUS
4720 | REED RD | 43220-3016 | Due Install |  |  |  | RP | 1.000 | 3513882
4740 | REED RD | 43220-3073 | Not Required by DOW | 2256950 | WILKINS | 975XL2 | RP | 2.000 | 90618 | MECH ROOM EAST SIDE DOOR NEXT TO GLASS DOUBLE DOORS
4740 | REED RD | 43220-3073 | Active | L33089 | WILKINS | 375 | RP | 3.000 | 90619 | MECHANICAL ROOM EAST SIDE DOOR NEXT TO DOUBLE GLASS DOORS
4740 | REED RD | 43220-3073 | Active | N0804220631 | FEBCO | 876V | DCDA | 6.000 | 91295 | NE CORNER OUTSIDE IN HOT BOX
4740 | REED RD | 43220-3073 | Active | B00164 | FEBCO | LF850U | DC | 0.750 | 91296 | NE CORNER OUTSIDE IN HOT BOX
4740 | REED RD | 43220-3073 | Not Required by DOW | 2686507 | WILKINS | 975XL | RP | 1.500 | 92623 | MECH ROOM
4818 | REED RD | 43220-3144 | Active | 06935 | WATTS | 909 M1 | RP | 1.500 | 65145 | AIR COMPRESSOR ROOM
4849 | REED RD | 43220- | Active | 4733610 | WILKINS | 975XL | RP | 1.000 | 3513884 | BEHIND OIL DRUM BAY 2 OF 4847 REED
4882 | REED RD | 43220- | Active | 3828739 | WILKINS | 975XL2 | RP | 1.000 | 103902 | 4878 REED RD, IN RESTROOM IN REAR OF BUILDING
4930 | REED RD | 43220-3235 | Not Required by DOW | T436168 | WILKINS | 720A | PVB | 0.750 | 65446 | SW CORNER
4930 | REED RD | 43220-3235 | Active | W175335 | WILKINS | 975XLBMS | RP | 0.750 | 65447 | MECH ROOM 1ST FLOOR
4942 | REED RD | 43220-6105 | Not Required by DOW | 68804 | WATTS | 800M4QT | PVB | 1.000 | 65468 | OUTSIDE NORTH EAST CORNER OF BLDG
4942 | REED RD | 43220-6105 | Active | ALA10296 | WILKINS | 975XL3 | RP | 1.000 | 3633426 | SE CORNER OF BUILDING STORAGE/GARAGE
5020 | REED RD | 43220-2581 | Not Required by DOW | 225708 | FEBCO | 825YA | RP | 0.750 | 65737 | MECH ROOOM BY WATER METER
5020 | REED RD | 43220-2581 | Active | 91240 | WATTS | 009M2QT | RP | 1.000 | 65738 | MECHANICAL ROOM BY WATER METER
5038 | REED RD | 43220-7536 | Active | 24068 | WATTS | 009QT | RP | 1.000 | 65795 | NW CORNER OF BASEMENT IN CLOSET
5038 | REED RD | 43220-7536 | Replaced | REP551887 | WILKINS | 720A | PVB | 1.000 | 65796 | REPLACED- SIDE OF BUILDING
5038 | REED RD | 43220-7536 | Not Required by DOW | cab63104 | WILKINS | 720A | PVB | 1.000 | 3609459 | LEFT SIDE OF BUILDING. CLOSE TO FRONT..
5054 | REED RD | 43220-7536 | Active | A87908 | WATTS | 009M3QT | RP | 0.750 | 95212 | IN BASEMENT NEXT TO METER
5072 | REED RD | 43220-7536 | Active | A02519 | WATTS | 009M2QT | RP | 1.500 | 89289 | MECHANICAL ROOM CENTER OF BLDG
5085 | REED RD | 43220-2513 | Active | 4973359XLTC | WATTS | 909M1QT | RP | 2.000 | 93428 | EAST BOILER RM
5085 | REED RD | 43220-2513 | Active | 1104520 | AMES | 3000CIV | DCDA | 6.000 | 3655152 | 2 MAN VAULT LEFT OF DRIVE
5085 | REED RD | 43220-2513 | Active | 33182 | WATTS | 007M1PCQT | DC | 0.750 | 3655153 | 2 MAN VAULT LEFT OF DRIVE
5100 | REED RD | 43220- | [6 empty] | 3657783
5151 | REED RD | 43220-2553 | Not Required by DOW | 03148 | FEBCO | 765 | PVB | 1.500 | 102267 | NORTHEAST CORNER OF BUILDING C
5151 | REED RD | 43220-2553 | Active | 075694 | WATTS | 009M2QT | RP | 1.500 | 3624748 | AT METER
3650 | REED RD UNIT A | 43220-4825 | Not Required by DOW | 881789 | WILKINS | 975XL | RP | 0.750 | 61378 | MECH ROOM UPSTAIRS
3650 | REED RD UNIT A | 43220-4825 | Active | 0C-2772 | WATTS | 957 | RP | 4.000 | 87456 | NEW CAFE/NE CORNER IN WATER SERVICE
3650 | REED RD UNIT A | 43220-4825 | Active | 1442530805 | AMES | 3000SS | DCDA | 8.000 | 90957 | NORTH PIT ALONG REED RD.
3650 | REED RD UNIT A | 43220-4825 | Active | 45603 | AMES | 2000B | DC | 0.750 | 90958 | IN NORTH PIT ALONG REED ROAD
3650 | REED RD UNIT A | 43220-4825 | Not Required by DOW | AKF7510 | WILKINS | 375XL | RP | 2.000 | 95718 | WEST END OF PARKING LOT IN HOT BOX
4225 | REEDBURY LN | 43220-3975 | Active | T084811 | WILKINS | 720A | PVB | 0.750 | 101904 | FRONT
4280 | REEDBURY LN | 43220-3978 | Active | 432430 | WATTS | 800QT | PVB | 1.000 | 63510 | REAR OF HOUSE
6601 | REFLECTIONS DR | 43017 | Removed | REMT278535 | WILKINS | 720A | PVB | 1.000 | 102611 | REMOVED - LEFT OF FRONT DR ENTRANCE BY A/C -EXTENDED STAY
6601 | REFLECTIONS DR | 43017 | Due Install |  |  |  | RP | 2.000 | 3638133 | BSMNT MECH ROOM AT WATER METER
6625 | REFLECTIONS DR | 43017-2307 | Active | 148467 | WATTS | 009QT | RP | 1.000 | 70399 | MIDDLE UTILITY ROOM AT WATER METER
1200 | REFUGEE LN | 43207-2112 | Not required by DOW | 2989684 | WILKINS | 975XL | RP | 0.750 | 103464 | 1300 -IN RESTROOM OF 1300 UNIT AT PRIVATE MTR
1200 | REFUGEE LN | 43207-2112 | Due Install |  |  |  | RP |  | 3633046
2350 | REFUGEE PK | 43207-2173 | Active | 4757407 | WILKINS | 975XL2 | RP | 1.000 | 3514003 | MECH ROOM AT METER
1181 | REFUGEE RD | 43207-2113 | Active | 447439 | WATTS | 009 | RP | 0.750 | 3514009 | MECH ROOM ABOVE WATER HEATER. CLOSET OFF BREAKROOM
1205 | REFUGEE RD | 43207-2114 | Active | 130594 | AMES | 4000SS | RP | 4.000 | 54303 | METER HOUSE SW CORNER OF PROPERTY (FIRE PUMP RM)
1205 | REFUGEE RD | 43207-2114 | Active | HE19327 | FEBCO | 765 | PVB | 1.000 | 91679 | FRONT LEFT OUTSIDE OFFICE
1205 | REFUGEE RD | 43207-2114 | Due Install |  |  |  | RP | 8.000 | 3636271
1205 | REFUGEE RD | 43207-2114 | LPS - Active |  |  |  | LST |  | 3636272
1701 | REFUGEE RD | 43147 | Active | RJ0201 | AMES | COLT 500-GV | RPDA | 8.000 | 3629653 | BEHIND OFFICE COUNTER
1701 | REFUGEE RD | 43147 | Active | 71213 | WATTS | 919QT | RP | 0.750 | 3629655 | BEHIND OFFICE COUNTER
1701 | REFUGEE RD | 43147 | Active | 127110 | WATTS | LF009M2QT | RP | 1.000 | 3629688 | RESTROOM
1893 | REFUGEE RD | 43207 | Active | 074731 | WATTS |  | RP | 1.000 | 3588811
1893 | REFUGEE RD | 43207 | Active | XH-2115 | AMES | 500 | RPDA | 6.000 | 3656371
1893 | REFUGEE RD | 43207 | Active | 98450 | WATTS | 919 | RP | 0.750 | 3656372
1939 | REFUGEE RD | 43207-1743 | Active | 12092 | WATTS | 009M2QT | RP | 1.500 | 56691 | JUST INSIDE DOCK DOOR NORTH OVERHEAD DOOR
1939 | REFUGEE RD | 43207-1743 | Active | HC46813 | WILKINS | 950XLD | DC | 0.750 | 3638648 | MTR PIT
1939 | REFUGEE RD | 43207-1743 | Not Required by DOW | AAAO456 | WILKINS | 710 | PVB | 0.750 | 3650743 | FRONT CENTER
1939 | REFUGEE RD | 43207-1743 | Active | 23295 | WILKINS | 350ASTDA | DCDA | 8.000 | 3650920 | MTR PIT
2025 | REFUGEE RD | 43209 | Active | 4973110 | WILKINS | 975XL | RP | 1.000 | 3655149 | AT METER
2055 | REFUGEE RD | 43207-1745 | Not Required by DOW | 139705 | WATTS | LF009M3QT | RP | 0.750 | 3514016 | STORAGE ROOM BEHIND OFFICE
2055 | REFUGEE RD | 43207-1745 | Due Install |  |  |  | RP | 8.000 | 3640876 | STORAGE ROOM BEHIND OFFICE
2103 | REFUGEE RD | 43207- | New Construction |  |  |  | RP | 1.000 | 3514020
2130 | REFUGEE RD | 43207-2841 | Due Install |  |  |  | RP | 10.000 | 3514018
2200 | REFUGEE RD | 43207-2843 | Inactive | [5 empty] | 3514023
2220 | REFUGEE RD | 43207- | Active | 17834 | WATTS | 009QT | RP | 0.750 | 103517 | 2216 REFUGEE RD, IN UTILITY ROOM AT METER
2265 | REFUGEE RD | 43207- | Active | 39370 | WATTS | 919AQT | RP | 1.000 | 103105 | ON WALL BEHIND BATHROOM
2298 | REFUGEE RD | 43207-2843 | Active | 1186259 | WILKINS | 975 | RP | 1.500 | 57880 | EAST WALL OF PLANT NEXT TO METER
2300 | REFUGEE RD | 43207-2845 | Active | 125732 | WATTS | 007QT | DC | 0.750 | 57898 | METER PIT
2300 | REFUGEE RD | 43207-2845 | Active | 3JM0454 | AMES | 3000SS | DCDA | 6.000 | 57899 | METER PIT
2300 | REFUGEE RD | 43207-2845 | Due Install |  |  |  | RP |  | 3636238 | METER PIT
2338 | REFUGEE RD | 43207-2845 | Active | 02941 | WATTS | 009M2PCQT | RP | 0.750 | 92717 | NORTH MECH ROOM
2354 | REFUGEE RD | 43207 | Active | 119622 | WATTS | LF009M2QT | RP | 1.500 | 3654886 | IN HOT BOX NEAR MAIN DRIVEWAY
3233 | REFUGEE RD | 43232-4811 | Active | ABN8502 | WILKINS | 975XL | RP | 1.000 | 103852 | BACK STORE ROOM @ METER
3250 | REFUGEE RD | 43232-4810 | Not Required by DOW | 13267 | WATTS | 009QT | RP | 1.000 | 60301 | REAR MECHANICAL ROOM
3250 | REFUGEE RD | 43232-4810 | Not Required by DOW | 141213 | WATTS | 009QT | RP | 0.750 | 60302 | OUTSIDE
3250 | REFUGEE RD | 43232-4810 | Removed | 25038REM | WATTS | 800QT | PVB | 0.750 | 60303 | REMOVED-DISH WASHER AREA
3250 | REFUGEE RD | 43232-4810 | Active | AMA03579 | WILKINS | 975XL3 | RP | 2.000 | 60304 | REAR MECH ROOM -BOILER/HWT/ELEC AREA
3272 | REFUGEE RD | 43232-4810 | Active | 613933 | WATTS | 800M4FR | PVB | 1.000 | 99813 | LEFT OF BUILDING
3272 | REFUGEE RD | 43232-4810 | Active | ABA95952 | WILKINS | 975 XL2 | RP | 0.750 | 3636386
3275 | REFUGEE RD | 43232-4811 | Removed | 740416REM | WATTS | 800M2QT | PVB | 1.000 | 60344 | ***REMOVED*** LEFT REAR OF STORE
3275 | REFUGEE RD | 43232-4811 | Not Required by DOW | 826459 | WATTS | 800M4FR | PVB | 1.000 | 3611535 | LEFT CENTER BTWN DRIVE THROUGH WINDOWS, BURGER KING
3275 | REFUGEE RD | 43232-4811 | Active | 35164 | WATTS | 919QT | RP | 2.000 | 3636856 | BACK ROOM BY HOT WATER TANK
3275 | REFUGEE RD | 43232-4811 | Active | 239022 | WATTS | 919QT | RP | 2.000 | 3656113 | BACK ROOM BY HOT WATER TANK
3300 | REFUGEE RD | 43232-4810 | Due Install |  |  |  | RP |  | 3514029
3310 | REFUGEE RD | 43232-4810 | Due Install |  |  |  | RP |  | 3514031
3323 | REFUGEE RD | 43232-4893 | Active | 169532 | AMES | 3000SS | DCDA | 6.000 | 98036 | MECH ROOM NE SIDE
3323 | REFUGEE RD | 43232-4893 | Active | 14394 | WATTS | 007M1PCQT | DC | 0.750 | 98875 | MECH ROOM NE SIDE
3323 | REFUGEE RD | 43232-4893 | Active | 3569123 | WILKINS | 975 | RP | 0.750 | 98876 | MECH ROOM NE SIDE
3333 | REFUGEE RD | 43232-4893 | Active | ACA3703 | WILKINS | 975XL2 | RP | 1.500 | 3514033 | UNDER COUTER MID BULDING
3333 | REFUGEE RD | 43232-4893 | Active | 11023246222 | AMES | 3000SS | DCDA | 6.000 | 3650356 | RISER ROOM
3333 | REFUGEE RD | 43232-4893 | Active | 32022 | WATTS | 007M1QT | DC | 0.750 | 3652883 | RISER ROOM
3349 | REFUGEE RD | 43232 | Active | 50280 | WATTS | 919-QT | RP | 0.750 | 3603410 | IN FRONT OFFICE BEHIND COVER
3349 | REFUGEE RD | 43232 | Not Required by DOW | 572074 | APOLLO | RPLF4A | RP | 0.750 | 3648558 | IN FRONT OFFICE BEHIND COVER
3475 | REFUGEE RD | 43232-4815 | Active | W218431 | WILKINS | 975XLBMS | RP | 0.750 | 87218 | MECH ROOM IN CENTER SECTION
3475 | REFUGEE RD | 43232-4815 | Due Install |  |  |  | RP | 1.500 | 3649863
3475 | REFUGEE RD | 43232-4815 | Due Install |  |  |  | DCDA | 6.000 | 3649864
3480 | REFUGEE RD | 43232-4814 | Not Required by DOW | W100106 | AMES | 4000B | RP | 2.000 | 60826 | NE RISER ROOM BLDG B BG EDUCATION/LIFE CENTER
3480 | REFUGEE RD | 43232-4814 | Active | 102111 | AMES | 3000SS | DCDA | 6.000 | 60827 | METER PIT E OF EAST ENTRANCE
3480 | REFUGEE RD | 43232-4814 | Active | 44818 | WATTS | 007M1QT | DC | 0.750 | 60828 | METER PIT E SIDE OF EAST ENTRANCE
3480 | REFUGEE RD | 43232-4814 | Not Required by DOW | 950925 | WILKINS | 975XLBMS | RP | 0.750 | 60829 | MECH ROOM
3480 | REFUGEE RD | 43232-4814 | Active | AMA07789 | WILKINS | 975XL3 | RP | 2.000 | 3636128
3500 | REFUGEE RD | 43232-4862 | Active | 3094666 | WILKINS | 975 | RP | 2.000 | 97314 | SE MECH ROOM THRU KITCHEN AT WATER METER
3500 | REFUGEE RD | 43232-4862 | Active | 1675721208 | AMES | 3000SS | DCDA | 8.000 | 97356 | IN PIT RIGHT SIDE / E OR ENTRANCE
3500 | REFUGEE RD | 43232-4862 | Active | 61754 | AMES | 2000B | DC | 0.750 | 97357 | IN PIT RIGHT OF DRIVEWAY
3569 | REFUGEE RD | 43232-9306 | Active | 51467 | WATTS | 009M2PCQT | RP | 1.500 | 61112 | FRONT WALL AT WATER METER
3573 | REFUGEE RD | 43232-4830 | Active | 210442 | WATTS | 009M2QT | RP | 1.000 | 61129 | BASEMENT AREA SOUTHWEST CORNER
3593 | REFUGEE RD | 43232-9307 | Active | 52243 | WATTS | 009M2PCQT | RP | 1.500 | 61182 | AT WATER METER WEST WALL
3613 | REFUGEE RD | 43232 | Active | F0206141823 | FEBCO | 876V | DCDA | 6.000 | 61282 | LEFT REAR OF GARAGE
3613 | REFUGEE RD | 43232 | Active | 222512 | FEBCO | 805 | DC | 0.750 | 61283 | LEFT CORNER OF GARAGE
3670 | REFUGEE RD | 43232-4861 | Removed | 12325REM | FEBCO | 765 | PVB | 1.000 | 61436 | 0 USE 6/3/15 CAG. REMOVED-MECHANICAL ROOM AT METER
3700 | REFUGEE RD | 43232-4861 | Active | 1289724 | WILKINS | 975 | RP | 1.500 | 61522 | REAR STORAGE ROOM BY HOT WATER TANK
3700 | REFUGEE RD | 43232-4861 | Not Required by DOW | 150981 | WATTS | 009QT | RP | 0.500 | 61523 | ABOVE CEILING WEST OF IMBALMING ROOM
3750 | REFUGEE RD | 43232-4936 | Not Required by DOW |  |  |  | RP |  | 3514040
3770 | REFUGEE RD | 43232-4936 | Active | 4773381 | WILKINS | 975 | RP | 2.000 | 61704 | MECHANICAL ROOM AT WATER METER
3770 | REFUGEE RD | 43232-4936 | Due Install |  |  |  | DCDA | 6.000 | 3636225
3877 | REFUGEE RD | 43232-4962 | Removed | 52126REM | WATTS | 009QT | RP | 1.000 | 62017 | ***REMOVED***OFFICE AREA
3877 | REFUGEE RD | 43232-4962 | Active | 154412 | WATTS | LF009M3QT | RP | 0.750 | 3622953 | AT METER
3890 | REFUGEE RD | 43232-4938 | Inactive | 3442100 | WILKINS | 975XLBMS | RP | 1.500 | 62067 | 3850 REFUGEE RD, MECH ROOM OF CARWASH
3894 | REFUGEE RD | 43232- | Active | 299357 | WATTS | LF009M3QT | RP | 0.750 | 62070 | IN BATHROOM IN REAR OF DRIVE-THRU - 3892 REFUGEE RD
4001 | REFUGEE RD | 43232-4962 | Active | 197656 | WATTS | LF009M2QT | RP | 2.000 | 3514042 | NW CORNER METER ROOM
4001 | REFUGEE RD | 43232-4962 | Active | HC60138 | WILKINS | 950XL | DC | 0.750 | 3652521 | MECHANICAL ROM/LOADINIG DOCK AREA
4001 | REFUGEE RD | 43232-4962 | Active | 28503 | WILKINS | 350 | DCDA | 6.000 | 3652523 | MECHANICAL ROOM/FIRE SUPPRESSION
4101 | REFUGEE RD | 43232-4939 | Active | 227073 | WATTS | 007M1PCQT | DC | 0.750 | 3514043 | Pit by service road
4101 | REFUGEE RD | 43232-4939 | Active | VA1139 | AMES | 2000CIV | DC | 8.000 | 3652237 | Pit by service road
4101 | REFUGEE RD | 43232-4939 | Due Install |  |  |  | RP | 0.750 | 3653652
4141 | REFUGEE RD | 43232-4939 | Removed | REMA59992 | WATTS | 009M3QT | RP | 0.750 | 92484 | MECH RM 132
4141 | REFUGEE RD | 43232-4939 | Due Install |  |  |  | RP | 2.000 | 3636851
4141 | REFUGEE RD | 43232-4939 | Active | YK-1727 | AMES | COLT 300 | DCDA | 8.000 | 3636852 | IN VAULT BY THE BUSINESS SIGN AND FDC
4141 | REFUGEE RD | 43232-4939 | Active | 09685 | WATTS | LF007 | DC | 0.750 | 3651315 | IN VAULT BY THE BUSINESS SIGN AND FDC
4420 | REFUGEE RD | 43232-4416 | Active | 20014 | WATTS | 009QT | RP | 2.000 | 63976 | MECHANICAL ROOM NW CORNER (BOILER ROOM) ON WTR RISER
4420 | REFUGEE RD | 43232-4416 | Due Install |  |  |  | RP | 6.000 | 3644553
4430 | REFUGEE RD | 43232- | Due Install |  |  |  | RP | 0.750 | 3514046
4450 | REFUGEE RD | 43232-4485 | Active | 1289717 | WILKINS | 975XL | RP | 1.500 | 64060 | WATER HEATER ROOM REAR OF BUILDING
4480 | REFUGEE RD | 43232-4459 | Active | UB-0504 | AMES | 400 | RP | 4.000 | 3514048 | NORTH WALL OF BASEMENT
4485 | REFUGEE RD | 43232-4400 | Replaced | REP60998 | WATTS | 008PCQT | SVB | 0.500 | 92020 | REPLACED- AT SINK IN DELI
4485 | REFUGEE RD | 43232-4400 | Not Required by DOW | 60669 | WATTS | 008PCQT | PVB | 0.500 | 92021 | @ SINK IN PRODUCE
4485 | REFUGEE RD | 43232-4400 | Replaced | 65685REP | WATTS | 008PCQT | SVB | 0.500 | 92022 | REPLACED- @ SINK IN MEAT DEPT
4485 | REFUGEE RD | 43232-4400 | Not Required by DOW | 65929 | WATTS | 008PCQT | PVB | 0.500 | 92023 | @SINK IN SEAFOOD DEPT
4485 | REFUGEE RD | 43232-4400 | Not Required by DOW | 37455 | WATTS | 008PCQT | PVB | 0.500 | 100408 | BY EMPLOYEE BREAKROOM
4485 | REFUGEE RD | 43232-4400 | Not Required by DOW | 84231 | WATTS | 008PCQT | PVB | 0.500 | 100409 | MEN'S CUSTOMER RESTROOM
4485 | REFUGEE RD | 43232-4400 | Not Required by DOW | 64165 | WATTS | 008PCQT | PVB | 0.500 | 100410 | WOMEN'S CUSTOMER RESTROOM
4485 | REFUGEE RD | 43232-4400 | Not Required by DOW | 396808 | WILKINS | 460XL | PVB | 0.500 | 3611531 | @ SINK IN MEAT DEPT
4485 | REFUGEE RD | 43232-4400 | Removed | 395794REM | WILKINS | 460XL | PVB | 0.500 | 3611532 | AT SINK IN DELI
4485 | REFUGEE RD | 43232-4400 | Not Required by DOW | 61157 | WATTS | 919QT | RP | 0.750 | 3613643 | ABOVE HOOD IN DELI AREA
4485 | REFUGEE RD | 43232-4400 | Active | AMA05133 | WILKINS | 975XL | RP | 1.500 | 3625049 | AT WATER METER
4485 | REFUGEE RD | 43232-4400 | Active | 1978370420 | AMES | 3000SS | DCDA | 6.000 | 3625050 | S WALL BACKROOM BY COMPACTOR
4485 | REFUGEE RD | 43232-4400 | Active | 214129 | WATTS | LF007M3QT | DC | 0.750 | 3650191 | S WALL BACKROOM BY COMPACTOR
4501 | REFUGEE RD | 43232-5735 | Active | ALA86181 | WILKINS | 975XL3 | RP | 0.750 | 3659359
4503 | REFUGEE RD | 43232 | Active | 4769293 | WILKINS | 975 | RP | 1.000 | 3655068
4505 | REFUGEE RD | 43232-5735 | Active | 213273 | WATTS | LF009M3QT | RP | 0.750 | 3514052 | BACK ROOM BY METER
4535 | REFUGEE RD | 43232-5735 | Active | 413546 | WATTS | 009M3QT | RP | 0.750 | 102757 | GARAGE AT METER
4630 | REFUGEE RD | 43232- | Active | 249058 | WATTS | 909 | RP | 6.000 | 64624 | 4592 CHANNING TERRACE, OUT FRONT BY STREET IN HOT BOX
4630 | REFUGEE RD | 43232- | Not Required by DOW | 61051 | WATTS | 919QT | RP | 1.000 | 64625 | 4592 CHANNING TERRACE BOILER ROOM BLDG
4651 | REFUGEE RD | 43232-5759 | Removed | 3103692REM | WILKINS | 975XL | RP | 1.000 | 103412 | REMOVED-4653 REFUGEE RD, BASEMENT POOL EQUIPMENT ROOM
5175 | REFUGEE RD | 43232-5352 | Active | 197119 | WATTS | 009QT | RP | 1.000 | 66245 | BOILER ROOM, Independence H.S.
5175 | REFUGEE RD | 43232-5352 | Active | 268 | WILKINS | 375 | RP | 4.000 | 96143 | BOILER ROOM, Independece HS
5175 | REFUGEE RD | 43232-5352 | Active | 030731 | WATTS | 800M4QT | PVB | 2.000 | 101374 | CONCESSION STAND - Independence H. S.
5175 | REFUGEE RD | 43232-5352 | Due Install |  |  |  | RP | 6.000 | 3633408
5900 | REFUGEE RD | 43232-4727 | Active | 145080 | WATTS | 909 | RP | 3.000 | 68272 | FRONT BLDG IN MECHANICAL ROOM
5900 | REFUGEE RD | 43232-4727 | Active | 62310 | WATTS | 009QT | RP | 1.500 | 68273 | REAR GARAGE -MAINT SHOWER IN REST ROOM
6310 | REFUGEE RD | 43110- | Active | 132477 | WATTS | 007M2QT | DC | 2.000 | 69641 | 6300 REFUGEE RD, Riser room @ 3197 & 3199 Samford Brige
6310 | REFUGEE RD | 43110- | Active | 16167 | AMES | 2000B | DC | 2.000 | 69642 | Riser room @ 3192 & 3194 Sterling Bridge
6310 | REFUGEE RD | 43110- | Active | AJAY9589 | WILKINS | 375XLRP | RP | 1.000 | 98868 | 6300 REFUGEE RD, ENTRY FLOWER BED ON LEFT
6310 | REFUGEE RD | 43110- | Active | ABAA0268 | WILKINS | 375XLRP | RP | 1.000 | 3658900 | 6300 REFUGEE RD, ENTRY FLOWER BED ON LEFT
6310 | REFUGEE RD | 43110- | Due Install |  |  |  | RP | 6.000 | 3658934 | 6300 REFUGEE RD, Riser room @ 3197 & 3199 Samford Brige
6335 | REFUGEE RD | 43110 | Active | 48252 | WATTS | LF919QT | RP | 1.000 | 3616559 | @ METER NEAR MOP SINK
6335 | REFUGEE RD | 43110 | Not Required by DOW | 51777 | WATTS | LF919QT | RP | 1.000 | 3616586 | @ METER NEAR MOP SINK, ABOVE METER
6399 | REFUGEE RD | 43110 | Active | 3497035 | WILKINS | 975XL | RP | 1.500 | 101692 | IN BACK ROOM BY MOP SINK ST# 1204
6740 | REFUGEE RD | 43110 | Active not linked | 443140 | WILKINS | 975XLBMS | RP | 1.500 | 70572 | EQUIPMENT ROOM (MECH RM) IN CENTER OF BLDG AT WATER METER
6750 | REFUGEE RD | 43110-9369 | Active | 511725 | WILKINS | 975 | RP | 0.750 | 70594 | IN REAR STORAGE ROOM AT WATER METER
6760 | REFUGEE RD | 43147- | Active | 02323 | WATTS | 009M1QT | RP | 1.500 | 70608 | IN UNIT 6760 REAR AT WATER METER
6767 | REFUGEE RD | 43147- | Not Required by DOW | 28881 | WATTS | 919QT | RP | 0.750 | 70618 | POOL EQUIPMENT ROOM
6767 | REFUGEE RD | 43147- | Removed | REM64422 | WATTS | 009M1QT | RP | 2.000 | 70619 | SE REAR AT WATER MTR ENTRANCE BY OUTDR POOL
6767 | REFUGEE RD | 43147- | Active | 094021 | WATTS | LF009M2QT | RP | 1.500 | 3650750
6767 | REFUGEE RD | 43147- | Active | 13408 | WATTS | LF719QT | DC | 2.500 | 3650754 | Exterior Pool Room
6800 | REFUGEE RD | 43110-9368 | Active | 240797 | WATTS | 009M2QT | RP | 2.000 | 88049 | BOILER RM
6820 | REFUGEE RD | 43110-9368 | Active | 00328 | WATTS | 995QT | RP | 1.000 | 70763 | BY WATER METER
6840 | REFUGEE RD | 43110-9368 | Active | 425976 | WATTS | 909HWM1QT | RP | 1.500 | 88845 | EAST SIDE OF BUILDING IN FRONT
7250 | REFUGEE RD | 43147- | Active | 137921 | WATTS | 709 | DCDA | 8.000 | 71685 | INSIDE METER ROOM
7250 | REFUGEE RD | 43147- | Active | 42792 | WATTS | 007PCQT | DC | 0.500 | 71686 | INSIDE METER ROOM
7250 | REFUGEE RD | 43147- | Due Install |  |  |  | RP | 3.000 | 3652505 | INSIDE METER ROOM
1168 | REFUGEE RD | 43147 | Active | 72140 | WATTS | 009 | RP | 1.000 | 3616949 | HOT BOX @ METER
2200 | REFUGEE RD UNIT B | 43207-2843 | Active | 007683 | FEBCO | 825YA | RP | 2.000 | 57601 | BY WATER METER (SOUTH STORAGE ROOM)
2200 | REFUGEE RD UNIT B | 43207-2843 | Active | WG-1591 | AMES | COLT-300GV | DCDA | 6.000 | 3646007
2200 | REFUGEE RD UNIT B | 43207-2843 | Active | 70376 | AMES | 2000-BM3 | DC | 0.750 | 3654191
1110 | REGENCY DR | 43220-4954 | Active | CAA48202 | WILKINS | 720 | PVB | 0.750 | 3514164 | FRONT OF HOUSE
1140 | REGENCY DR | 43220-4954 | Active | T084872 | WILKINS | 720A | PVB | 0.750 | 101988 | FRONT OF HOUSE
1149 | REGENCY DR | 43220-4953 | Active | CB072745 | WILKINS | 720A | PVB | 0.750 | 3514168 | FRONT RIGHT
1159 | REGENCY DR | 43220-4953 | Active | 02486 | FEBCO | 765 | PVB | 1.000 | 3514169 | FRONT
1169 | REGENCY DR | 43220-4953 | Active | 422695 | WILKINS | 420 | PVB | 1.000 | 54127 | NW CORNER AT POOL FILTER
1190 | REGENCY DR | 43220-4954 | Active | 561717 | RAINBIRD | 100R | PVB | 1.000 | 54211 | RIGHT SIDE OF HOUSE
3900 | REGENT ST | 43219- | Active | 105420 | AMES | 2000B | DC | 0.750 | 62129 | RISER ROOM FRONT OF BUILDING
3900 | REGENT ST | 43219- | Not Required by DOW | 127725 | WATTS | 009QT | RP | 0.750 | 62130 | STEAM FLOOR SANITIZER EQUIPMENT ROOM
3900 | REGENT ST | 43219- | Not Required by DOW | 129884 | WATTS | 009M2QT | RP | 2.000 | 62131 | POOL EQUIPMENT ROOM
3900 | REGENT ST | 43219- | Active | 3E02116 | AMES | 3000SS | DCDA | 4.000 | 62132 | RISER ROOM FRONT OF BUILDING
3900 | REGENT ST | 43219- | Active | A006033 | FEBCO | 825YA | RP | 2.000 | 62134 | RISER ROOM
99 | REINHARD AVE | 43206- | Due Install |  |  |  | RP | 0.750 | 3514263 | IRRIGATION SYSTEM AT SCHILLER PARK OFF OF REINHART RD ENTRANCE. FORDBOX.
13 | REINHARD AVE | 43206-2634 | Active | T472581 | WILKINS | 720A | PVB | 0.750 | 97000 | FRONT OF HOUSE
136 | REINHARD AVE | 43206-2634 | Active | CB090191 | WILKINS | 720A | PVB | 0.750 | 3514268 | BACK OF HOUSE BY AC
196 | REINHARD AVE | 43206-2616 | Removed | REM257341 | WILKINS | 420 | PVB | 0.750 | 56753 | RIGHT (REAR) SIDE OF HOME
196 | REINHARD AVE | 43206-2616 | Active | EA13383 | WILKINS | 720 | PVB | 0.750 | 3657336 | RIGHT SIDE
204 | REINHARD AVE | 43206-2616 | Active | H990227 | FEBCO | 765 | PVB | 0.750 | 3514279 | RIGHT SIDE MIDDLE
402 | REINHARD AVE | 43206-2757 | Active | H818527 | FEBCO | 765 | PVB | 0.750 | 3514335 | REAR OF HOUSE BY AIR CONDITIONER
416 | REINHARD AVE | 43206-2757 | Active | CB205762 | WILKINS | 720A | PVB | 0.750 | 3514340 | BACK
298 | REIS AVE | 43224-3939 | Removed | 80530REM | WATTS | 909QT | RP | 1.000 | 59657 | BOILER ROOM - Como E. S.
7472 | RELIANCE ST | 43085-1703 | Due Install |  |  |  | RP |  | 3514527
7520 | RELIANCE ST | 43085-1704 | Due Install |  |  |  | DCDA | 6.000 | 3514529 | IN PIT ON WORTHNGTN GALENA
7536 | RELIANCE ST | 43085-1705 | Active | B303472 | WILKINS | 375 | RP | 1.500 | 3514530 | AT WATER METER
7540 | RELIANCE ST | 43085-1706 | Active | B303481 | WILKINS | 375 | RP | 1.500 | 3514531 | NEXT TO METER
1095 | REMI DR | 43004-7099 | Removed | 318316REM | WATTS | 800M4FR | PVB | 0.750 | 87921 | REMOVED - LEFT SIDE OF HOUSE
20 | reneau ave |  | Active | ABB53113 | WILKINS | 975XL | RP | 1.000 | 3659654 | HEATED ENCLOSURE ON EAST SIDE OF ENTRANCE, BEHIND FENCE
75 | RENICK ST | 43223-2220 | Due Install |  |  |  | RP | 1.500 | 3514704 | SULLIVANT GARDENS COMMUNITY CENTER
498 | RENNER RD | 43026- | Not Required by DOW | 241603 | WATTS | LF009M3QT | RP | 0.750 | 65546 | by water meter
4989 | RENNER RD | 43026- | Not Required by DOW | 1111114989 | HYDRO-GAP | XX | AG | 1.000 | 65547 | ABOVE 3 COMPARTMENT SINK
4989 | RENNER RD | 43026- | Active | AMA05217 | WILKINS | 975XL3 | RP | 1.500 | 65548 | ABOVE WATER METER - SW CORNER OF BUILDING
4995 | RENNER RD | 43228-9778 | Active | 266728 | WATTS | LF009M2QT | RP | 2.000 | 3445661 | MECH ROOM AT WATER METER
5001 | RENNER RD | 43228-9358 | Not Required by DOW | 014580 | WATTS | 800M4QT | PVB | 1.500 | 65688 | IN WATER HEATER ROOM
5001 | RENNER RD | 43228-9358 | Active | QC2876 | WATTS | 957 | RP | 3.000 | 3620078 | IN METER ROOM
5203 | RENNER RD | 43228-9532 | Active | ALA23391 | WILKINS | 975XL3 | RP | 1.000 | 66397 | SOUTH WALL-IMMEDIATELY AFTER WATER METER
5230 | RENNER RD | 43228 | Active | W003636 | WILKINS | 975XL | RP | 1.000 | 66466 | MECH ROOM
5233 | RENNER RD | 43228- | Active | 4338003 | WILKINS | 975XL2 | RP | 2.000 | 3514729 | WEST SIDE OF BUILDING BY WATER METER
5400 | RENNER RD | 43228-9744 | Active | 3693365 | WILKINS | 975XL | RP | 2.000 | 102343 | S END OF WAREHOUSE @ H2O METER
5400 | RENNER RD | 43228-9744 | Due Install |  |  |  | DCDA | 8.000 | 3650328
5411 | RENNER RD | 43228- | Active | 247079 | WILKINS | 720A | PVB | 1.000 | 66858 | CENTER OF EAST INSIDE WALL BY DOOR & HWT
5411 | RENNER RD | 43228- | Active | 4627899 | WILKINS | 975XL | RP | 1.500 | 66859 | AT BACK DOOR & HWT ABOVE METER MCDONALDS
5411 | RENNER RD | 43228- | Due Install |  |  |  | RP | 2.000 | 3633360 | ADDRESS 5410 - McDONALDS AT WATER METER NE, NW CORNER HILLROME/RENNER
5440 | RENNER RD | 43228-8941 | Active | 266827 | WILKINS | 975XL | RP | 1.500 | 66909 | NE JANITOR CLOSET IN OFFICE AREA AT WATER METER
5440 | RENNER RD | 43228-8941 | Active | 3KL1326 | AMES | 3000SS | DCDA | 4.000 | 66910 | NE OF TRUCK REPAIR BAYS
5440 | RENNER RD | 43228-8941 | Active | 96559 | WATTS | 007M2QT | DC | 0.750 | 66911 | NE RIGHT REAR CORNER TRUCK BAY
5450 | RENNER RD | 43228 | Active | MK5555 | AMES | COLT 300GV | DCDA | 6.000 | 103709 | MECHANICAL ROOM - REAR OF BUILDING
5450 | RENNER RD | 43228 | Active | 27462 | AMES | 2000BM3 | DC | 0.750 | 103738 | MECHANICAL ROOM - REAR OF BUILDING
5450 | RENNER RD | 43228 | Active | 3551621 | WILKINS | 975XL | RP | 2.000 | 103739 | MECHANICAL ROOM - REAR OF BUILDING
5450 | RENNER RD | 43228 | Not Required by DOW | J074447 | FEBCO | 825Y | RP | 1.000 | 103740 | MECHANICAL ROOM - REAR OF BUILDING
5500 | RENNER RD | 43228 | Active | 14131 | WATTS | 919AQT | RP | 1.500 | 101690 | MECHANICAL ROOM AT WATER METER
5500 | RENNER RD | 43228 | Not Required by DOW | 3497039 | WILKINS | 975XL | RP | 1.500 | 101736 | MECHANIC ROOM
5500 | RENNER RD | 43228 | Active | N1109220108 | FEBCO | 876V | DCDA | 4.000 | 101737 | MECHANIC ROOM
5500 | RENNER RD | 43228 | Active | H106638 | FEBCO | 805YB | DC | 0.750 | 101738 | MECHANIC ROOM
5526 | RENNER RD | 43228 | Active | 24780 | WATTS | LF919QT | RP | 2.000 | 3609391 | SW Mechanical/Water Rm - Break Room
5526 | RENNER RD | 43228 | Active | 1846301014 | AMES | 3000SS | DCDA | 4.000 | 3613338 | SW Mechanical/Water Rm - Break Room
5526 | RENNER RD | 43228 | Active | 73348 | AMES | 2000B | DC | 0.750 | 3613339 | SW Mechanical/Water Rm - Break Room
5555 | RENNER RD | 43228 | Not Required by DOW | 22038 | WATTS | 009M2QT | RP | 1.250 | 67271
5555 | RENNER RD | 43228 | Active | 17790 | WATTS | 909M1QT | RP | 1.500 | 67272 | IN MECHANICAL ROOM
5555 | RENNER RD | 43228 | Not Required by DOW | 16569 | WATTS | 909QT | RP | 0.750 | 67273 | IN MECH ROOM
5615 | RENNER RD | 43228- | Active | 1321771018 | AMES | 4000SS | RP | 6.000 | 88050 | PUMP HOUSE N.E. CORNER OF PROPERTY
5615 | RENNER RD | 43228- | Not Required by DOW | CB153104 | WILKINS | 720A | PVB | 0.750 | 3611929 | 5699 GALVESTON DR, RIGHT SIDE OF HOUSE
5656 | RENNER RD | 43228- | Active | 4974422 | WILKINS | 975XL2 | RP | 2.000 | 94047 | UTILITY ROOM
5656 | RENNER RD | 43228- | Active | 217190 | WATTS | LF009M2QT | RP | 2.000 | 94048 | UTILITY ROOM
5656 | RENNER RD | 43228- | Not Required by DOW | A09297 | WATTS | 009M2QT | RP | 1.000 | 94049 | UTILITY ROOM
5858 | RENNER RD | 43026- | Active | 396016 | WATTS | 009M3QT | RP | 0.750 | 3514739 | IN SW OF BLDG BY ROLL-UP DOOR AT WATER METER
6000 | RENNER RD | 43228-9346 | Active | 183802 | WATTS | 909 | RP | 4.000 | 68553 | MECH/BOILER ROOM AT WATER METER
6000 | RENNER RD | 43228-9346 | Not Required by DOW | 351519 | WILKINS | 950 | DC | 2.000 | 68554 | S.E. MECHANICAL ROOM #107 12' HIGH
6000 | RENNER RD | 43228-9346 | Not Required by DOW | 402754 | WATTS | 909HWQT | RP | 1.000 | 101590 | MECHANICAL ROOM
4286 | RENSCH RD | 43123 | Active | 207912 | WATTS | 009M3QT | RP | 0.750 | 91312 | AT METER
1444 | RENTRA DR | 43228 | Active | 404422 | WATTS | 909M1QT | RP | 1.500 | 55039 | EQUIPMENT ROOM ON SOUTH SIDE OF BUILDING
5112 | RESERVE DR | 43017- | Active | 3085408 | WILKINS | 975XL | RP | 1.000 | 66051 | USE 06/06/2016 CAG. NW CORNER AT 745 BEHIND WALL -ENTRNCE IRRIG
5119 | RESERVE DR | 43017-8400 | Active | W210433 | WILKINS | 975 | RP | 0.750 | 66080 | (RIGHT) CORNER
5124 | RESERVE DR | 43017-8401 | Active | H649202 | FEBCO | 765 | PVB | 0.750 | 66088 | BASEMENT MECHANICAL ROOM
5133 | RESERVE DR | 43017-8400 | Active | 336358 | WATTS | 800M4FR | PVB | 0.750 | 66105 | LEFT FRONT
5136 | RESERVE DR | 43017-8401 | Active | T081674 | WILKINS | 720A | PVB | 0.750 | 101536 | RIGHT SIDE
5147 | RESERVE DR | 43017-8400 | Active | G204694 | WILKINS | 720A | PVB | 0.750 | 66122 | LEFTSIDE
5148 | RESERVE DR | 43017-8401 | Active | BA5791 | FEBCO | 765 | PVB | 1.000 | 66128 | REAR LEFT
5159 | RESERVE DR | 43017-8400 | Active | AE0202 | FEBCO | 765 | PVB | 0.750 | 66198 | LEFT HAND SIDE
5160 | RESERVE DR | 43017-8401 | Active | H749922 | FEBCO | 765 | PVB | 0.750 | 3589246 | RIGHT SIDE
5171 | RESERVE DR | 43017-8400 | Active | A19241 | FEBCO | 765 | PVB | 1.000 | 66235 | BEHIND GARAGE CORNER BY GAS METER
5198 | RESERVE DR | 43017-8402 | Active | H107551 | FEBCO | 765 | PVB | 0.750 | 66296 | FRONT OF HOUSE RIGHT OF FRONT DOOR
5199 | RESERVE DR | 43017 | Active | 9301 | FEBCO | 765 | PVB | 1.000 | 66297 | FRONT OF HOUSE RIGHT OF FRONT DOOR
5210 | RESERVE DR | 43017-8402 | Active | H086234 | FEBCO | 765 | PVB | 1.000 | 66419 | FRONT OF HOUSE
5213 | RESERVE DR | 43017-8624 | Active | CB469301 | WILKINS | 720A | PVB | 0.750 | 66427 | FRONT -RIGHT OF DOOR
5227 | RESERVE DR | 43017 | Active | 148747 | WILKINS | 720A | PVB | 0.750 | 66460 | LEFT SIDE
5241 | RESERVE DR | 43017-8620 | Active | 1H2766 | FEBCO | 765 | PVB | 1.000 | 66478 | FRONT OF HOUSE RIGHT OF FRONT DOOR
5255 | RESERVE DR | 43017 | Active | W614554 | WILKINS | 720A | PVB | 1.000 | 66507 | LEFT CENTER
5260 | RESERVE DR | 43017-8403 | Active | 235456 | WILKINS | 720A | PVB | 1.000 | 66519 | LT SIDE OF HSE
5269 | RESERVE DR | 43017-8620 | Active | 954759 | WILKINS | 720A | PVB | 0.750 | 66532 | RIGHT HAND SIDE
5283 | RESERVE DR | 43017-8620 | Active | 954879 | WILKINS | 720A | PVB | 1.000 | 66550 | LEFT SIDE
5297 | RESERVE DR | 43017 | Active | F006175 | WILKINS | 720A | PVB | 0.750 | 98533 | FRONT OF HOUSE RIGHT OF FRONT DOOR
5311 | RESERVE DR | 43017-8620 | Active | 903173 | WILKINS | 720A | PVB | 0.750 | 66645 | NEAR LEFT FRONT
5350 | RESERVE DR | 43017 | Active | AA6547 | FEBCO | 765 | PVB | 0.750 | 66711 | RT FRT OR DOOR
5366 | RESERVE DR | 43017 | Active | H093650 | FEBCO | 765 | PVB | 0.750 | 66740 | FRONT LEFT HAND SIDE OFFSET
5391 | RESERVE DR | 43017-8620 | Active | 34460 | WATTS | 800QT | PVB | 1.000 | 66773 | SOUTH CORNER OF FRONT DOOR
5405 | RESERVE DR | 43017 | Active | H238133 | FEBCO | 765 | PVB | 1.000 | 66836 | OUTSIDE LEFT SIDE
5413 | RESERVE DR | 43017 | Active | HD97519 | FEBCO | 765 | PVB | 1.000 | 66864 | IN BASEMENT AT METER
5421 | RESERVE DR | 43017 | Active | 435765 | WATTS | 009M3QT | RP | 0.75 | 3514995 | LEFT SIDE OF HOUSE BY A/C UNITS
267 | REVERE RD | 43213-2121 | Active | H016155 | FEBCO | 765 | PVB | 0.750 | 98853 | RIGHT FRONT OF HOUSE
300 | REVERE RD | 43213-2153 | Replaced | REP564264 | RAINBIRD | AC4000 | DC | 0.750 | 94364 | REPLACED- FRONT SIDE OF HOUSE
300 | REVERE RD | 43213-2153 | Removed | REM437816 | WILKINS | 420XL | PVB | 1.000 | 3609937 | FRONT SIDE OF HOUSE
800 | REYNOLDS AVE | 43201-3767 | Due Install |  |  |  | RP |  | 3515183
804 | REYNOLDS AVE | 43201- | Inactive | A16378 | WATTS | 009M2PCQT | RP | 0.750 | 87612 | STORAGE ROOM RIGHT OF RESTROOM AT METER
805 | REYNOLDS AVE | 43201-3766 | Active | 272397 | WATTS | LF009M3QT | RP | 0.750 | 3515184 | OUTSIDE RESTROOM
805 | REYNOLDS AVE | 43201-3766 | Active | VL-1063 | AMES | COLT 200 | DC | 6.000 | 3650120 | STORAGE ROOM/RISER
805 | REYNOLDS AVE | 43201-3766 | Active | 68056 | AMES | 2000BM3 | DC | 0.750 | 3652490 | Storage Room Fire Riser
875 | REYNOLDS AVE | 43201-3766 | Active | 322229 | WATTS | LF009M2QT | RP | 1.000 | 3515189 | IN CLOSET I OFFICE
734 | REYNOLDS CROSSING DR | 43068 | Active | 114219 | AMES | 4000SS | RP | 6.000 | 96773 | METER HOUSE OFF OF SANDECK LN NEXT TO LOT 2
7345 | REYNOLDS CROSSING DR | 43068 | Active | T250540 | WILKINS | 720A | PVB | 0.750 | 100610 | BACK SIDE OF METER HOUSE, NW CORNER OF PROP IN FLOWER BED
7345 | REYNOLDS CROSSING DR | 43068 | Active | 01650 | WATTS | 800M4FR | PVB | 1.000 | 101532 | REAR OF CLUB HOUSE OUTSIDE
4242 | REYNOLDS DR | 43026-1260 | Active | UB-0249 | AMES | LFCOLT300GV | DCDA | 6.000 | 3515190 | NE CTL MANUFACTURING AREA WAREHSE
4242 | REYNOLDS DR | 43026-1260 | Active | 26069 | WATTS | LF919QT | RP | 1.500 | 3626211 | JANITORS CLOSET BY BREAK ROOM AT WATER METER
4242 | REYNOLDS DR | 43026-1260 | Active | 04103 | WATTS | LF007M3 | DC | 0.750 | 3646689 | NE CTL MANUFACTURING AREA WAREHSE FIRE BYPASS
4282 | REYNOLDS DR | 43026-1260 | Active | 11842 | WATTS | LF009M2QT | RP | 1.500 | 3515191 | MECH/JANITOR CLOSET W/MOP SINK IN WAREHSE AT WATER METER
4301 | REYNOLDS DR | 43026-1261 | Due Install |  |  |  | RP | 1.000 | 3515192
4324 | REYNOLDS DR | 43026-1260 | Active | ABR6968 | WILKINS | 975XL2 | RP | 1.000 | 3515193 | MID MECH/FURN/MOP SINK ROOM IN WAREHSE AT WATER METER
4324 | REYNOLDS DR | 43026-1260 | Removed | G246036REM | WILKINS | 720A | RP | 0.750 | 3650132 | REMOVED - RIGHT CTR BY OUTSIDE A/C UNITS AND GAS METER
4329 | REYNOLDS DR | 43026-1261 | Active | 438124 | WILKINS | 420 | PVB | 1.000 | 94365 | FRONT CENTER
4348 | REYNOLDS DR | 43026-1260 | Active | 088720 | WILKINS | 975XL | RP | 1.000 | 63765 | AT WATER METER -ABOVE MTR
4348 | REYNOLDS DR | 43026-1260 | Replaced | REP353935 | WATTS | 800M4FR | PVB | 0.750 | 97085 | REPLACED- WEST EXTERIOR WALL NEXT TO GAS METER
4348 | REYNOLDS DR | 43026-1260 | Removed | 017571REM | WATTS | LF800M4QT | PVB | 0.500 | 3609786 | **REMOVED** WEST EXTERIOR WALL NEXT TO GAS METER
4390 | REYNOLDS DR | 43026-1260 | Active | 21653 | WATTS | 800M4QT | PVB | 1.000 | 63867 | MECHANICAL ROOM
4390 | REYNOLDS DR | 43026-1260 | Active | 26119 | WATTS | 007M1 | DC | 1.000 | 63868 | MECHANICAL ROOM
4440 | REYNOLDS DR | 43026 | Active | 5014718 | WILKINS | 975XL2 | RP | 1.500 | 3657860 | AT METER IN UNIT 101
4455 | REYNOLDS DR | 43026-1261 | Not Required by DOW | 5625 | WATTS | 007QT | DC | 1.500 | 64068 | JANITOR'S ROOM
4455 | REYNOLDS DR | 43026-1261 | Active | 4644236 | WILKINS | 975XL2 | RP | 1.500 | 3633428 | MID JANITORS CLOSET AT WATER METER
4460 | REYNOLDS DR | 43026 | Active | 5016463 | WILKINS | 975XL2 | RP | 1.500 | 3657861
4477 | REYNOLDS DR | 43026-1261 | Active | 227367 | WILKINS | 975 | RP | 2.000 | 64136 | NE MECH/RISER ROOM AT WATER METER
4477 | REYNOLDS DR | 43026-1261 | Not Required by DOW | T005867 | WILKINS | 720A | PVB | 1.500 | 64137 | RIGHT CORNER OF BLDG NEXT TO FIRE VALVE
4477 | REYNOLDS DR | 43026-1261 | Active | N64204 | WILKINS | 350DA | DCDA | 6.000 | 3626429 | NE MECH/RISER ROOM
4477 | REYNOLDS DR | 43026-1261 | Active | HC33707 | WILKINS | 950XLD | DC | 0.750 | 3644924 | NE MECH/RISER ROOM
4485 | REYNOLDS DR | 43026-1261 | Not Required by DOW |  |  |  | RP | 1.000 | 3515195 | NW OF WAREHOUSE AT WATER METER
3915 | REYNOLDSBURG NEW ALBANY RD | 43054 | Active | 50026 | WATTS | 919 | RP | 1.000 | 101691 | AT METER HAS WELL ON PROPERTY
3915 | REYNOLDSBURG NEW ALBANY RD | 43054 | Not Required by DOW | 36083 | WATTS | 919AQT | RP | 0.750 | 101735 | MECHANIC ROOM, BELOW FURNACE
4131 | REYNOLDSBURG NEW ALBANY RD | 43054 | Active | CAA06476 | WILKINS | 720A | PVB | 0.750 | 3651250 | FRONT OF HOUSE RIGHT OF FRONT DOOR
4181 | REYNOLDSBURG NEW ALBANY RD | 43054 | Active | H142643 | FEBCO | 765 | PVB | 1.000 | 63178 | FRONT OF HOUSE
4585 | REYNOLDSBURG NEW ALBANY RD | 43054 | Active | A091000 | WILKINS | 375 | RP | 0.750 | 100218 | AT WATER METER IN OFFICE
4689 | REYNOLDSBURG NEW ALBANY RD | 43054-9585 | Active | W046902 | WILKINS | 975 | RP | 0.750 | 64813 | AT WATER METER
4689 | REYNOLDSBURG NEW ALBANY RD | 43054-9585 | Active | 375968 | WATTS | LF009M3QT | RP | 0.750 | 3654882 | AT WATER METER
4149 | REYNOLDSBURG NEW ALBANY RD UNIT A | 43054-8338 | Active | T415320 | WILKINS | 720 | PVB | 0.750 | 3595417 | LEFT SIDE
4149 | REYNOLDSBURG NEW ALBANY RD UNIT B | 43054 | [6 empty] | 3657795
4882 | RHEIMS WAY | 43123-7903 | Active | F031349 | WILKINS | 720A | PVB | 0.750 | 97434 | LEFT SIDE
4892 | RHEIMS WAY | 43123-7903 | Active | EAL7263 | WILKINS | 720A | PVB | 0.750 | 101356 | LEFT SIDE OF HOUSE
4899 | RHEIMS WAY | 43123-7903 | Active | T134029 | WILKINS | 720A | PVB | 0.750 | 102613 | REAR OF HOUSE
4912 | RHEIMS WAY | 43123-7902 | Active | T034336 | WILKINS | 720A | PVB | 0.750 | 99974 | OUTSIDE, RIGHT SIDE OF HOUSE
4934 | RHEIMS WAY | 43123-7902 | Active | T097096 | WILKINS | 720A | PVB | 0.750 | 101978 | RIGHT SIDE OF HOME
4946 | RHEIMS WAY | 43123-7902 | Active | CB655287 | WILKINS | 720A | PVB | 0.750 | 3598363 | RIGHT SIDE
4951 | RHEIMS WAY | 43123-7902 | Active | T013220 | WILKINS | 720A | PVB | 0.750 | 97460 | Right side
4958 | RHEIMS WAY | 43123-7902 | Active | T042116 | WILKINS | 720A | PVB | 0.750 | 100996 | RIGHT SIDE OF BUILDING
4970 | RHEIMS WAY | 43123-7902 | Active | G245462 | WILKINS | 720A | PVB | 0.750 | 98983 | RIGHT SIDE
4975 | RHEIMS WAY | 43123-7902 | Active | G223475 | WILKINS | 720A | PVB | 0.750 | 95097 | LEFT SIDE OF HOUSE
4980 | RHEIMS WAY | 43123-7902 | Active | G171865 | WILKINS | 720A | PVB | 0.750 | 92004 | RIGHT SIDE
808 | RHOADS AVE | 43205-2572 | Active | 79083 | WATTS | 009QT | RP | 2.000 | 73283 | NORTH END OF BUILDING MAIN METER
860 | rhoads ave |  | New Construction |  |  |  | RP | 4.000 | 3659651
860 | rhoads ave |  | New Construction |  |  |  | DCDA | 6.000 | 3659652
860 | rhoads ave |  | New Construction |  |  |  | DC | 0.750 | 3659653
100 | RHOADS AVE | 43206- | Due Install |  |  |  | RP | 0.750 | 3618249 | DRIVING PARK. METER IN FORDBOX OF CONCESSION STAND AT BASEBALL DIAMOND
1100 | RHOADS AVE | 43206 | Active | L100586 | WILKINS | 375 | RP | 4.000 | 3616876 | MECHANICAL ROOM #147
1100 | RHOADS AVE | 43206 | Not Required by DOW | L101387 | WILKINS | 375 | RP | 2.500 | 3618201 | MECHANICAL ROOM #170
1100 | RHOADS AVE | 43206 | Active | 3372 | WILKINS | 950 | DCDA | 6.000 | 3618202 | MECHANICAL ROOM #147
1100 | RHOADS AVE | 43206 | Active | 4069894 | WILKINS | 950 | DC | 0.750 | 3618203 | MECHANICAL ROOM #147
1100 | RHOADS AVE | 43206 | Not Required by DOW | 3811168 | WILKINS | 975 | RP | 1.000 | 3618204 | MECHANICAL ROOM #230
2448 | RHOADS AVE | 43207-2764 | Active | 2719 | WATTS | 007DCDA | DCDA | 2.000 | 58310 | BASEMENT
2448 | RHOADS AVE | 43207-2764 | Active | 48104 | WATTS | 007QT | DC | 0.500 | 58311 | BASEMENT
3646 | RICHARD AVE | 43123-2424 | Removed | 78381REM | WILKINS | 975 | RP | 0.750 | 61361 | REMOVED-BOILER ROOM REAR OF DOMESTIC HOT WATER HEATER
3646 | RICHARD AVE | 43123-2424 | Not Required by DOW | 11643 | WATTS | 919QT | RP | 1.250 | 3615458 | 5' FROM MAIN BACKFLOW IN MECHANICAL ROOM
3646 | RICHARD AVE | 43123-2424 | Active | PB-0720 | WATTS | 957 | RP | 3.000 | 3615461 | IN MECH RM IN FRONT OF HOT WATER HEATERS
3646 | RICHARD AVE | 43123-2424 | Active | 185282 | AMES | 3000SS | DCDA | 6.000 | 3616606 | METER PIT LEFT OF SOUTH DRIVE
3646 | RICHARD AVE | 43123-2424 | Active | 23639 | WATTS | 007M1 | DC | 0.750 | 3616607 | METER PIT
47 | RICHARDS RD | 43214-3749 | Active | EAF4224 | WILKINS | 720 | PVB | 0.750 | 3515709 | LEFT FRONT
76 | RICHENS DR | 43017-2648 | Active | T034842 | WILKINS | 720A | PVB | 0.750 | 72512 | FRT LT CORNER
7704 | RICHENS DR | 43017-2649 | Active | 41046 | WATTS | 800QT | PVB | 1.000 | 72584 | WEST SIDE OF HOUSE
7711 | RICHENS DR | 43017-2650 | Active | T034537 | WILKINS | 720A | PVB | 0.750 | 99955 | RIGHT SIDE
7712 | RICHENS DR | 43017-2649 | Active | G215830 | WILKINS | 720A | PVB | 0.750 | 98322 | LEFT SIDE OF HOUSE
7719 | RICHENS DR | 43017-2650 | Active | 615326 | WATTS | 800M4QT | PVB | 1.000 | 91110 | RIGHT SIDE OF HOUSE
7720 | RICHENS DR | 43017-2649 | Active | T315431 | WILKINS | 720A | PVB | 0.750 | 72628 | SIDE OF HOUSE
7727 | RICHENS DR | 43017-2650 | Active | 562511 | WILKINS | 720A | PVB | 0.750 | 94367 | RIGHT SIDE
7735 | RICHENS DR | 43017-2650 | Active | T240308 | WILKINS | 720A | PVB | 0.750 | 94368 | RIGHT SIDE OF HOME
7736 | RICHENS DR | 43017-2649 | Active | a24532 | APOLLO/CONBRACO | PVB4A | PVB | 0.750 | 86982 | RIGHT SIDE OF HOUSE
7752 | RICHENS DR | 43017-2649 | Active | T076932 | WILKINS | 720A | PVB | 0.750 | 101266 | LEFT SIDE OF HOUSE
5708 | RICHGROVE LN | 43016 | Active | H086241 | FEBCO | 765 | PVB | 1.000 | 67683 | EAST SIDE
5709 | RICHGROVE LN | 43016-2233 | Active | 681776 | WATTS | 800M4QT | PVB | 1.000 | 97023 | RIGHT SIDE
5717 | RICHGROVE LN | 43016 | Active | 757681 | WILKINS | 720A | PVB | 0.750 | 67705 | RIGHT SIDE OF HOUSE
5750 | RICHGROVE LN | 43016 | Active | 3619438 | WILKINS | 975XL | RP | 0.750 | 67817 | 10' N OF RICHGROVE IN LANDSCAPE AT MTR BOX ALONG SIDEWALK FRT OF PARK
5757 | RICHGROVE LN | 43016 | Active | CAA90565 | WILKINS | 420 | PVB | 1.000 | 67846 | LEFT FRONT
5381 | RICHLANNE DR | 43026-9604 | Active | AD5012 | FEBCO | 765 | PVB | 0.750 | 66765 | EAST NORTH SIDE OF HOUSE
1870 | RICHMOND RD | 43223-3214 | Active | W255394 | WILKINS | 975XL | RP | 0.750 | 56459 | SW CORNER AT METER, WELL ON PROPERTY
1955 | RICHMOND RD | 43223-3215 | Not Required by DOW | ABA33473 | WILKINS | 975XL2 | RP | 0.750 | 56744 | BOILER ROOM ABOVE PUMP #5
1955 | RICHMOND RD | 43223-3215 | Active | UF2238 | WATTS | 957 | RP | 3.000 | 3633277 | HOT BOX EAST OF BUILDING
1955 | RICHMOND RD | 43223-3215 | Not Required by DOW | 198162 | AMES | 3000SS | DCDA | 3.000 | 3650242 | FIRE RISER ROOM
1955 | RICHMOND RD | 43223-3215 | Not Required by DOW | 83184 | WATTS | 2000B | DC | 0.750 | 3650243 | FIRE RISER ROOM
19 | RICHMOND SQ | 43054- | Active | 3954017 | Wilkins | 975XL | RP | 1.000 | 93301 | USE 06/06/2016 CAG. SW CORNER OF COURTYARD SQUARE IN FRONT OF UNIT 3
42 | RICKENBACKER AVE | 43213-2823 | Due Install | [5 empty] | 3516365
2300 | RICKENBACKER PKWY | 43217-1119 | Active | J023354 | FEBCO | 825Y | RP | 0.750 | 71322 | BUILDING west side
2300 | RICKENBACKER PKWY | 43217-1119 | Active | F0409101513 | FEBCO | 880 | RP | 8.000 | 71323 | INSIDE WEST END
2300 | RICKENBACKER PKWY | 43217-1119 | Active | AMA01418 | WILKINS | 975XL | RP | 1.500 | 3641344 | BUILDING west side
2323 | RICKENBACKER W PKWY | 43217 | Active | 55589 | WATTS | 007M1QT | DC | 0.750 | 100931 | MECHANIC ROOM
2323 | RICKENBACKER W PKWY | 43217 | Active | 204102 | WATTS | 909 | RP | 4.000 | 100932 | MECHANIC ROOM
2323 | RICKENBACKER W PKWY | 43217 | Active | 12427111102 | AMES | 3000SS | DCDA | 6.000 | 100933 | MECHANIC ROOM
2323 | RICKENBACKER W PKWY | 43217 | Not Required by DOW | H090606 | FEBCO | 765 | PVB | 1.000 | 102565 | MECHANICAL ROOM
7303 | RICKENBACKER W PKWY | 43137 | Active | UE-0088 | WATTS | 957 | RP | 3.000 | 3648626 | RISER ROOM AKA 1566 RAIL CT
7303 | RICKENBACKER W PKWY | 43137 | Active | 20418B | WILKINS | 350ASTDA | DCDA | 10.000 | 3648627 | RISER ROOM
7303 | RICKENBACKER W PKWY | 43137 | Active | HC38716 | WILKINS | 950XLD | DC | 0.750 | 3648628 | RISER ROOM
7303 | RICKENBACKER W PKWY | 43137 | LPS - Active |  |  |  | LST |  | 3648629 | FIRE PUMP - SIDE OF BULIDING IN RISER/PUMP ROOM AKA 1566 RAIL CT
7500 | RICKENBACKER W PKWY | 43217 | Active | 01026 | AMES | 4000CIV | RP | 4.000 | 103761 | 7370 MINUTEMAN WAY, HOT BOX
7500 | RICKENBACKER W PKWY | 43217 | Active | 2418 | WILKINS | 975 | RPDA | 10.000 | 103762 | HOT BOX
7500 | RICKENBACKER W PKWY | 43217 | Active | ABB63275 | WILKINS | 975XLD | RP | 0.750 | 103763 | 7370 MINUTEMAN WAY, HOT BOX
7500 | RICKENBACKER W PKWY | 43217 | Not Required by DOW | 24277 | WATTS | 909 | RP | 1.500 | 3604163 | 7370 MINUTEMAN WAY, BUILDING 885, NDI X-RAY
7500 | RICKENBACKER W PKWY | 43217 | Not Required by DOW | 23607 | WATTS | 909 | RP | 1.500 | 3604164 | 7370 MINUTEMAN WAY, BUILDING 885
7500 | RICKENBACKER W PKWY | 43217 | Not Required by DOW | 6132G | WILKINS | 375ASTR | RP | 4.000 | 3604165 | 7370 MINUTEMAN WAY, BUILDING 875, ROOM 158
7500 | RICKENBACKER W PKWY | 43217 | Not Required by DOW | 186007 | WATTS | 009M2QT | RP | 0.750 | 3604166 | 7370 MINUTEMAN WAY, BOILER MAKE UP, BUILDING 875
7500 | RICKENBACKER W PKWY | 43217 | Not Required by DOW | 131813 | WATTS | 009M2QT | RP | 0.750 | 3604168 | 7370 MINUTEMAN WAY, BUILDING 887, MECHANICAL ROOM
7500 | RICKENBACKER W PKWY | 43217 | Not Required by DOW | 1235385 | WILKINS | 975XL | RP | 1.250 | 3604169 | 7370 MINUTEMAN WAY, BUILDING 887, MECHANICAL ROOM
7500 | RICKENBACKER W PKWY | 43217 | Not Required by DOW | B181961 | WILKINS | 975 | RP | 3.000 | 3604170 | 7370 MINUTEMAN WAY, BUILDING 887, MECHANICAL ROOM
7500 | RICKENBACKER W PKWY | 43217 | Not Required by DOW | 1201920 | AMES | 2000SS | DC | 3.000 | 3604171 | 7370 MINUTEMAN WAY, BUILDING 887
7500 | RICKENBACKER W PKWY | 43217 | Not Required by DOW | 329660304 | AMES | 3000SS | DCDA | 4.000 | 3604172 | 7370 MINUTEMAN WAY, BUILDING 820, MECHANICAL ROOM
7500 | RICKENBACKER W PKWY | 43217 | Not Required by DOW | 37207 | AMES | 2000B | DC | 0.750 | 3604173 | 7370 MINUTEMAN WAY, BUILDING 820, MECHANICAL ROOM
7500 | RICKENBACKER W PKWY | 43217 | Not Required by DOW | EF-0652 | WATTS | 957 | RP | 3.000 | 3604174 | 7370 MINUTEMAN WAY, BUILDING 820, MECHANICAL ROOM
7500 | RICKENBACKER W PKWY | 43217 | Not Required by DOW | 236431 | WATTS | 009M2QT | RP | 1.000 | 3604175 | 7370 MINUTEMAN WAY, BUILDING 820, MECHANICAL ROOM
7500 | RICKENBACKER W PKWY | 43217 | Not Required by DOW | EF-0229 | WATTS | 957 | RP | 4.000 | 3604176 | 7370 MINUTEMAN WAY, TRUCK BAY, BUILDING 820
7500 | RICKENBACKER W PKWY | 43217 | Not Required by DOW | 627979 | WILKINS | 975XL | RP | 2.000 | 3604177 | 7370 MINUTEMAN WAY, BUILDING 903, MECHANICAL ROOM
7500 | RICKENBACKER W PKWY | 43217 | Not Required by DOW | 528938 | WILKINS | 975XL | RP | 2.000 | 3604178 | 7370 MINUTEMAN WAY, BUILDING 911, MECHANICAL ROOM
7500 | RICKENBACKER W PKWY | 43217 | Not Required by DOW | 260820 | WATTS | 909 | RP | 6.000 | 3604179 | 7370 MINUTEMAN WAY, BUILDING 879
7500 | RICKENBACKER W PKWY | 43217 | Not Required by DOW | 36387 | WATTS | 008 | RP | 3.000 | 3604181 | 7370 MINUTEMAN WAY, BUILDING 917, MECHANICAL ROOM
7500 | RICKENBACKER W PKWY | 43217 | Not Required by DOW | 534464 | WILKINS | 950XL | DC | 2.000 | 3604182 | 7370 MINUTEMAN WAY, BUILDING 917
7500 | RICKENBACKER W PKWY | 43217 | Not Required by DOW | 329485 | WILKINS | 975XL | RP | 1.500 | 3604183 | 7370 MINUTEMAN WAY, BUILDING 909, PUMP ROOM
7500 | RICKENBACKER W PKWY | 43217 | Not Required by DOW | 325211 | WATTS | 709 | DC | 8.000 | 3604184 | 7370 MINUTEMAN WAY, BUILDING 909, PUMP ROOM
7500 | RICKENBACKER W PKWY | 43217 | Not Required by DOW | 10342 | AMES | 4000B | RP | 0.750 | 3604185 | 7370 MINUTEMAN WAY, BUILDING 876, MECHANICAL ROOM
7500 | RICKENBACKER W PKWY | 43217 | Not Required by DOW | 1049850609 | AMES | 5000ss | RPDA | 6.000 | 3604186 | 7370 MINUTEMAN WAY, BUILDING 876, MECHANICAL ROOM
7500 | RICKENBACKER W PKWY | 43217 | Not Required by DOW | 13179 | WATTS | 919QT | RP | 2.000 | 3604187 | 7370 MINUTEMAN WAY, BUILDING 876, MECHANICAL ROOM
7500 | RICKENBACKER W PKWY | 43217 | Not Required by DOW | 23583 | WATTS | 919QT | RP | 0.750 | 3604188 | 7370 MINUTEMAN WAY, BUILDING 876, MECHANICAL ROOM
7500 | RICKENBACKER W PKWY | 43217 | Not Required by DOW | 3HM1809 | AMES | 3000SS | DCDA | 4.000 | 3604189 | 7370 MINUTEMAN WAY, BUILDING 2000, MECHANICAL ROOM
7500 | RICKENBACKER W PKWY | 43217 | Not Required by DOW | 002200 | AMES | 2000B | DC | 0.750 | 3604190 | 7370 MINUTEMAN WAY, BUILDING 2000, MECHANICAL ROOM
7500 | RICKENBACKER W PKWY | 43217 | Not Required by DOW | 09860 | WATTS | 909 | RP | 3.000 | 3604191 | 7370 MINUTEMAN WAY, BUILDING 2000, MECHANICAL ROOM
7500 | RICKENBACKER W PKWY | 43217 | Not Required by DOW | 103350 | WATTS | LF009M2QT | RP | 2.000 | 3632571 | 7370 MINUTEMAN WAY, MECHANICAL ROOM
7500 | RICKENBACKER W PKWY | 43217 | Not Required by DOW | 187850-0316 | AMES | 3000SS | DCDA | 6.000 | 3635476 | BUILDING 875 ROOM 158
7500 | RICKENBACKER W PKWY | 43217 | Not Required by DOW | 27586 | WATTS | 009M2QT | RP | 1.500 | 3635477 | BUILDING 888 CENTER BLOCK HOUSE
7500 | RICKENBACKER W PKWY | 43217 | Not Required by DOW | 183108 | WATTS | 009M2QT | RP | 2.000 | 3635691 | BUILDING 944 MECH ROOM
7500 | RICKENBACKER W PKWY | 43217 | Not Required by DOW | 113314 | WATTS | 909 | RP | 2.500 | 3635692 | BUILDING 943 KITCHEN AREA
7500 | RICKENBACKER W PKWY | 43217 | Not Required by DOW | 131111 | WATTS | 709 | DC | 3.000 | 3635693 | BUILDING 930A MECH ROOM
7500 | RICKENBACKER W PKWY | 43217 | Not Required by DOW | 100365 | WATTS | 994 | RP | 3.000 | 3635694 | BUILDING 930 MECH ROOM
7500 | RICKENBACKER W PKWY | 43217 | Not Required by DOW | 14221 | WATTS | 919QT | RP | 1.500 | 3641059 | BUILDING 2006 GUARD SHACK MECH ROOM 7370 MINUTEMAN WAY
7500 | RICKENBACKER W PKWY | 43217 | Not Required by DOW | 483045 | WATTS | 909QT | RP | 0.750 | 3641060 | BUILDING 883 BOILER ROOM 7370 MINUTEMAN WAY
7500 | RICKENBACKER W PKWY | 43217 | Not Required by DOW | RH-1172 | WATTS | 957 | RP | 3.000 | 3641061 | Building 2000 Mech Room 7370 Minuteman Way
7500 | RICKENBACKER W PKWY | 43217 | Not Required by DOW | RC-2190 | WATTS | 957 | RP | 3.000 | 3641062 | Building 883 Mech Room 7370 Minuteman Way
7500 | RICKENBACKER W PKWY | 43217 | Not Required by DOW | A17506 | WATTS | 009M2QT | RP | 2.000 | 3641063 | Building 846Mech Room 7370 Minuteman Way Vehicle Maint. Bay
7500 | RICKENBACKER W PKWY | 43217 | Not Required by DOW | 517176 | WATTS | 909QT | RP | 0.750 | 3641064 | Building 846 Boiler Room
7500 | RICKENBACKER W PKWY | 43217 | Not Required by DOW | 516838 | WATTS | 009QT | RP | 0.750 | 3641065 | Building 849 Boiler Room
7500 | RICKENBACKER W PKWY | 43217 | Not Required by DOW | 171584 | AMES | 2000SS | DC | 6.000 | 3641066 | Building 872 Clothing issue area
7500 | RICKENBACKER W PKWY | 43217 | Not Required by DOW | 89037 | WATTS | LF919QT | RP | 0.750 | 3641067 | Building 872 Clothing boiler
7500 | RICKENBACKER W PKWY | 43217 | Not Required by DOW | 129972 | AMES | 4000SS | RP | 3.000 | 3641068 | Building 872 Clothing boiler
7500 | RICKENBACKER W PKWY | 43217 | Not Required by DOW | 23204 | WATTS | 007M1QT | DC | 0.750 | 3641069 | BUILDING 875 ROOM 158
7500 | RICKENBACKER W PKWY | 43217 | Not Required by DOW | 13177 | WATTS | 919QT | RP | 2.000 | 3641070 | BUILDING 876 BOILER ROOM
7500 | RICKENBACKER W PKWY | 43217 | Not Required by DOW | 14879 | WATTS | 009M2QT | RP | 0.750 | 3641071 | MECH ROOM
7500 | RICKENBACKER W PKWY | 43217 | Not Required by DOW | A06569 | WATTS | 009M2QT | RP | 1.250 | 3641072 | AGE
7500 | RICKENBACKER W PKWY | 43217 | Not Required by DOW | RB-0762 | WATTS | 957 | RP | 3.000 | 3641073 | MECH ROOM
7500 | RICKENBACKER W PKWY | 43217 | Not Required by DOW | 04902 | WATTS | LF909QT | RP | 0.750 | 3641074 | MECH ROOM BUILDING 888
7500 | RICKENBACKER W PKWY | 43217 | Not Required by DOW | 87711 | WATTS | LF919 | RP | 0.750 | 3649009 | 7370 MINUTEMAN WAY, IN CEILING OF HYDROLICS ROOM, COLD WATER FEED
7500 | RICKENBACKER W PKWY | 43217 | Not Required by DOW | 87909 | WATTS | LF919 | RP | 0.750 | 3649010 | 7370 MINUTEMAN WAY, IN CEILING OF MECH FAB SHOP, COLD WATER FEED
7500 | RICKENBACKER W PKWY | 43217 | Not Required by DOW | 88470 | WATTS | LF919 | RP | 0.750 | 3649011 | 7370 MINUTEMAN WAY, IN CEILING OF MECH FAB SHOP, HOT WATER FEED
7500 | RICKENBACKER W PKWY | 43217 | Not Required by DOW | 011538 | WATTS | 909MQT | RP | 3.000 | 3649012 | 7370 MINUTEMAN WAY, IN BOILER ROOM AT AUXILIARY METER
7500 | RICKENBACKER W PKWY | 43217 | Not Required by DOW | 041769 | Watts | LF909QT | RP | 0.750 | 3650703 | HANGAR BLDG 888
7500 | RICKENBACKER W PKWY | 43217 | Not Required by DOW | 6133G | Wilkins | 375ASTR | RP | 3.000 | 3650704 | MECHANICAL RM BLDG 917
7500 | RICKENBACKER W PKWY | 43217 | Not Required by DOW | 6232G | Wilkins | 375ATSR | RP | 4.000 | 3650705 | MECHANICAL RM 158 BLDG 875
7700 | RICKENBACKER W PKWY | 43217 | Active | 223643 | WATTS | 909 | RP | 4.000 | 100783 | HOT BOX OFF OF RICKENBACKER PARKWAY ARMY RESERVES
7700 | RICKENBACKER W PKWY | 43217 | Active | 483399 | WATTS | 909M1 | RP | 10.000 | 100785 | HOT BOX OFF OF RICKENBACKER PARKWAY ARMY RESERVES
7700 | RICKENBACKER W PKWY | 43217 | Not Required by DOW | 118328 | WATTS | 909 | RP | 2.500 | 3633798 | MECHANICAL ROOM OF 8210 S ACCESS ROAD
7700 | RICKENBACKER W PKWY | 43217 | Not Required by DOW | B18988 | WILKINS | 375ASTR | RP | 4.000 | 3635802 | BLDG 888, 7370 MINUTEMAN WAY
7700 | RICKENBACKER W PKWY | 43217 | Not Required by DOW | XC-0200 | WATTS | 957 | RP | 2.500 | 3635938 | BLDG 946, 7750 S ACCESS RD
7700 | RICKENBACKER W PKWY | 43217 | Not Required by DOW | W70954 | WILKINS | 575 | RP | 2.000 | 3635939 | BLDG 918, 7750 S ACCESS RD
7700 | RICKENBACKER W PKWY | 43217 | Not Required by DOW | W210363 | WILKINS | 975XL | RP | 0.750 | 3635940 | BLDG 942, 7750 S ACCESS RD, JANITORS CLOSET
7700 | RICKENBACKER W PKWY | 43217 | Not Required by DOW | 1301518 | WILKINS | 975XL | RP | 1.250 | 3635941 | BLDG 922, 7750 S ACCESS RD, MECH ROOM
7700 | RICKENBACKER W PKWY | 43217 | Not Required by DOW | 157808 | WATTS | LF009M2QT | RP | 2.000 | 3635942 | BLDG 920, 7750 S ACCESS RD, MECH ROOM
7700 | RICKENBACKER W PKWY | 43217 | Not Required by DOW | 183104 | WATTS | 009M2QT | RP | 2.000 | 3648717 | BLDG 932, 7750 S ACCESS RD
3660 | RIDGE MILL DR | 43026-9087 | Active | 270950 | WATTS | 909M1QT | RP | 2.000 | 61399 | SOUTH SIDE OF BLDG IN MECH ROOM
3663 | RIDGE MILL DR | 43026-7799 | Active | 16308 | WATTS | 009QT | RP | 1.500 | 61421 | NEAR FRONT DOOR
3700 | RIDGE MILL DR | 43026-9231 | Due Install |  |  |  | RP | 1.000 | 3516466
3710 | RIDGE MILL DR | 43026-9231 | Active | 4815929 | WILKINS | 975XL2 | RP | 1.000 | 3516467 | MECH/LAUNDRY ROOM AT WATER METER MOP SINK
3712 | RIDGE MILL DR | 43026-9231 | Active | 443301 | WILKINS | 975XL | RP | 1.500 | 61557 | WASHER ROOM OF 3718 EAST WALL NEXT TO BACK DOOR
3720 | RIDGE MILL DR | 43026-9836 | Active | 361784 | WATTS | 909QT | RP | 1.000 | 61579 | UTILITY ROOM BETWEEN SUITE B & C REAR
3720 | RIDGE MILL DR | 43026-9836 | Not Required by DOW | 366114 | WATTS | 909QT | RP | 0.750 | 61580 | UTILITY ROOM between suites b-c
3725 | RIDGE MILL DR | 43026- | Active | 109589 | WATTS | 009QT | RP | 2.000 | 61595 | FIRE RISER ROOM IN 3671
3725 | RIDGE MILL DR | 43026- | Active | YC-0198 | WATTS | 957 | RP | 4.000 | 61596 | RISER ROOM OUTSIDE DOOR BEHIND 3639
3725 | RIDGE MILL DR | 43026- | Active | 2KL1175 | AMES | 2000SS | DC | 3.00 | 61597 | RISER ROOM OUTSIDE DOOR BEHIND 3639
3725 | RIDGE MILL DR | 43026- | Active | 2EN1503 | AMES | 2000SS | DC | 6.000 | 61598 | FIRE RISER ROOM IN 3671
3725 | RIDGE MILL DR | 43026- | Removed | W388505REM | WILKINS | 975XL | RP | 0.500 | 103560 | 3755 RIDGEMILL DR, MRI MACINE, MECH RM NEXT TO MRI MACHINE
3725 | RIDGE MILL DR | 43026- | Due Install |  |  |  | RP | 8.000 | 3636382 | IN H/BOX AT PIT
3725 | RIDGE MILL DR | 43026- | Removed | 263062REM | WATTS | LF009QT | RP | 0.500 | 3648715 | 3651 RIDGE MILL DR MECHANICAL CLOSET
3725 | RIDGE MILL DR | 43026- | Removed | 261531REM | WATTS | LF009QT | RP | 0.500 | 3648716 | 3651 RIDGE MILL DR MECHANICAL CLOSET
3734 | RIDGE MILL DR | 43026-7450 | Active | 15277 | WATTS | 009QT | RP | 1.000 | 61614 | MECHANICAL ROOM NORTH SIDE OF BLDG BY DOOR (OUTSIDE)
3734 | RIDGE MILL DR | 43026-7450 | Replaced | REP42586 | WATTS | 009QT | RP | 0.750 | 61615 | REPLACED- MECHANICAL ROOM NORTH SIDE OF BLDG BY OUTSIDE DOOR
3734 | RIDGE MILL DR | 43026-7450 | Active | 55937 | WATTS | 919QT | RP | 0.750 | 3607889 | DENTAL WATER, MECH RM N SIDE OF BLDG BY OUTSIDE DOOR
3740 | RIDGE MILL DR | 43026-9231 | Active | 3JJ0471 | AMES | 3000SS | DCDA | 3.000 | 61628 | WEST END OF BASEMENT AT SPRINKLER RISER
3740 | RIDGE MILL DR | 43026-9231 | Active | 31562 | WATTS | 007M2QT | DC | 0.750 | 61629 | WESTEND OF BASEMENT AT SPRINKLER RISER
3740 | RIDGE MILL DR | 43026-9231 | Active | CAA425701 | WILKINS | 720A | PVB | 1.000 | 61630 | LEFT SIDE OF FRONT DOOR
3750 | RIDGE MILL DR | 43026-9231 | Active | 76481 | WATTS | 919QT | RP | 1.000 | 61664 | BASEMENT NW MECH/FURNACE ROOM AT WATER METER
3850 | RIDGE MILL DR | 43026- | Active | 224946 | WILKINS | 720A | PVB | 1.500 | 61947 | ACROSS ROAD FROM METER PIT
3930 | RIDGE MILL DR | 43026-9553 | Active | 278146 | WILKINS | 975 | RP | 1.000 | 62246 | NEXT TO WATER METER
3939 | RIDGE MILL DR | 43026-9554 | Removed | 06471REM | WATTS | 007QT | DC | 1.500 | 62272 | REMOVED-MECHANICAL ROOM (SERIAL #06471)
3939 | RIDGE MILL DR | 43026-9554 | Active | 274650 | WATTS | 909M1QT | RP | 1.500 | 62273 | SE MECH RM AT WATER MTR HWT -OUTSIDE DR -DARUMA JPNESE STAKEHSE
3975 | RIDGE MILL DR | 43026-7464 | Active | 20067 | WATTS | 919QT | RP | 1.500 | 3613433 | BACK WALL, METER ROOM
3770 | RIDGE MILL DR UNIT BLD-B | 43026-6247 | Active | 264050 | WATTS | LF009M2QT | RP | 1.000 | 3516470 | MIDDLE ELECTRICAL/FURN ROOM AT WATER METER BEHIND FRONT DESK IN LOBBY
1056 | RIDGE ST | 43215- | Active | 2686520 | WILKINS | 975XL | RP | 1.500 | 92776 | FRONT OF UNIT C
1056 | RIDGE ST | 43215- | Not Required by DOW | 2776640 | WILKINS | 975XL | RP | 1.000 | 96134 | BY WATER METER
1754 | RIDGECLIFF RD | 43221-1954 | Active | 20110 | WILKINS | 350DA | DCDA | 2.500 | 91319 | MECHANIC ROOM, REAR OF BUILDING #4
1754 | RIDGECLIFF RD | 43221-1954 | Active | 287178 | WILKINS | 975XLBMS | RP | 2.000 | 91320 | MECHANIC ROOM REAR OF BUILDING #4
1754 | RIDGECLIFF RD | 43221-1954 | Active | T647867 | WILKINS | 720A | PVB | 1.000 | 91364 | BACK OF BUILDING
1754 | RIDGECLIFF RD | 43221-1954 | Active | 213075 | WATTS | 909QTFDA | RP | 4.000 | 96334 | MECHANIC ROOM BEHIND 1752/1754 RIDGECLIFF
2070 | RIDGECLIFF RD UNIT A | 43221-1948 | Not Required by DOW | 3308557 | WILKINS | 975 | RP | 0.750 | 98970 | IN BASEMENT AT WATER METER ROOM 019
2070 | RIDGECLIFF RD UNIT A | 43221-1948 | Active | AEA8917 | WILKINS | 950XLT2 | DC | 2.000 | 3632801 | METER IN BASEMENT ROOM 019
2070 | RIDGECLIFF RD UNIT A | 43221-1948 | Active | AMA08369 | WILKINS | 975XL3 | RP | 2.000 | 3656565 | METER IN BASEMENT ROOM 019
1604 | RIDGEVIEW RD | 43221 | Active | WB1304 | AMES | COLT 400 | RP | 3.000 | 3652382 | HOT BOX
1828 | RIDGEVIEW RD | 43221-2805 | Active | H339802 | FEBCO | 765 | PVB | 0.750 | 94643 | RIGHT SIDE OF HOUSE
1850 | RIDGEVIEW RD | 43221-2805 | Active | 124847 | WILKINS | 420 | PVB | 1.000 | 56416 | WEST
1925 | RIDGEVIEW RD | 43221 | Active | 062102 | WATTS | LF009M2QT | RP | 1.500 | 3638216 | HOT BOX ACROSS FROM 1900 RIDGEVIEW
1926 | RIDGEVIEW RD | 43221-2805 | Active | H725190 | FEBCO | 765 | PVB | 1.000 | 3516630 | BACK OF HOUSE
1941 | RIDGEVIEW RD | 43221- | Due Install |  |  |  | RP |  | 3516632
1948 | RIDGEVIEW RD | 43221-2805 | Replaced | REPAC6425 | FEBCO | 765 | PVB | 0.750 | 56723 | RIGHT SIDE
1948 | RIDGEVIEW RD | 43221-2805 | Removed | REM318861 | APOLLO | PVB4A | PVB | 0.750 | 3609782 | RIGHT SIDE OF HOUSE
2220 | RIDGEVIEW RD | 43221-2706 | Active | CB153102 | WILKINS | 720A | PVB | 0.750 | 3516665 | LEFT SIDE OF HOUSE
2228 | RIDGEVIEW RD | 43221-2706 | Active | CB113358 | WILKINS | 720A | PVB | 0.750 | 3516667 | FRONT OF THE HOUSE
1650 | RIDGEVIEW RD UNIT A | 43221-2962 | Inactive | 388153 | WATTS | 909M1QT | RP | 1.500 | 55729 | ABOVE BOILERS IN BASEMENT
1675 | RIDGEWAY PL | 43212-3320 | Active | T081621 | WILKINS | 720A | PVB | 0.750 | 101891 | LEFT SIDE
5200 | RIDING CLUB LN | 43213-3202 | Active | AMA09586 | WILKINS | 975XL3 | RP | 1.500 | 66367 | MECH RM BY INDOOR POOL - 5198 RIDING CLUB LN
5200 | RIDING CLUB LN | 43213-3202 | Active | ACF1710 | WILKINS | 975XL2 | RP | 1.500 | 3604485 | 5198 RIDING CLUB LN, IN ROOM BEHIND OFFICE
5200 | RIDING CLUB LN | 43213-3202 | Due Install |  |  |  | RP | 6.000 | 3651530 | MTR PIT BEHIND 1285 FOUNTAIN LN
6887 | RIDING TRAIL DR | 43110-7824 | Active | 4716463 | WILKINS | 975XL2 | RP | 1.000 | 94050 | HOT BOX
6760 | RIEBER ST | 43085-2425 | Active | YF-2270 | AMES | COLT 200 | DC | 3.000 | 70609 | KITCHEN STORAGE ROOM - Worthington Estates E. S.
6760 | RIEBER ST | 43085-2425 | Not Required by DOW | 4163778 | WATTS | 909M1QT | RP | 1.500 | 70610 | BOILER ROOM - Worthington Estates E. S.
6760 | RIEBER ST | 43085-2425 | Active | YF-2946 | AMES | COLT 400 | RP | 3.000 | 3638126 | BOILER ROOM - Worthington Estates E. S.
6760 | RIEBER ST | 43085-2425 | Duplicate | DUPYF-05008 | AMES | C-400 | RP | 3.000 | 3657424 | DUPLICATE - DEVICE ACTUALLY AT 885 EVENING ST
4538 | RIGGINS CT | 43026- | Active | 4259484 | WILKINS | 975XLBMS | RP | 1.500 | 96231 | NE SIDE OF ROUNDABOUT IN HOT BOX FOR IRRIGATION SYSTEM
4618 | RIGGINS RD | 43016 | Active | X55199 | WILKINS | 375A | RP | 4.000 | 3651591 | SE METER HOUSE AT WATER METER
4618 | RIGGINS RD | 43016 | Active | VH-0809 | AMES | COLT 500-GV | RPDA | 8.000 | 3651592 | SE METER HOUSE
4618 | RIGGINS RD | 43016 | Active | 88227 | WATTS | LF919QT | RP | 0.750 | 3651593 | SE METER HOUSE
4618 | RIGGINS RD | 43016 | LPS - Active |  |  |  | LPC |  | 3651594 | DOMESTIC PUMP - PUMP ROOM
4633 | RIGGINS RD | 43026 | Active | PF-3310 | WATTS | 957 | RP | 4.000 | 3615420 | METER RM N END OF E GARAGES, HOT BOX
4633 | RIGGINS RD | 43026 | Active | 23454 | WATTS | 007M1QT | DC | 0.750 | 3616608 | METER ROOM NORTH END OF EAST GARAGES
4633 | RIGGINS RD | 43026 | Active | 1159160415 | WATTS | 774DCDA | DCDA | 6.000 | 3616609 | METER ROOM NORTH END OF EAST GARAGES
4633 | RIGGINS RD | 43026 | Not Required by DOW | 303335 | WATTS | LF009M2QT | RP | 1.000 | 3624838 | 4717 WENDELL AVE, AT THE DOG RUN
5033 | RIGGINS RD | 43016 | Active | RA-1593 | AMES | COLT 500-GV | RPDA | 6.000 | 3624461 | HOT BOX NE CORNER OF PROPERTY
5033 | RIGGINS RD | 43016 | Active | 67209 | WATTS | 919QT | RP | 0.750 | 3624462 | HOT BOX ON SIDE OF RPDA NE CORNER OF PROPERTY
5033 | RIGGINS RD | 43016 | Active | RA-2432 | AMES | COLT 400 | RP | 4.000 | 3624463 | HOT BOX NE CORNER OF PROPERTY
5033 | RIGGINS RD | 43016 | Not Required by DOW | 22928 | WATTS | LF919 | RP | 1.500 | 3630194 | BACK DOOR OF POOL HOUSE
5033 | RIGGINS RD | 43016 | Not Required by DOW | 29437 | WATTS | LF919 | RP | 1.500 | 3630222 | CAR WASH MECHANICAL ROOM
5033 | RIGGINS RD | 43016 | LPS - Active |  |  |  | LST |  | 3658439 | DOMESTIC PUMP - PUMP/WATER ROOM
5050 | RIGGINS RD | 43016 | Active | 73897 | WATTS | LF919QT | RP | 1.000 | 3648756 | MID W MECH/RISER ROOM AT WATER METER Outside Door
5050 | RIGGINS RD | 43016 | Active | UG-0659 | AMES | COLT 300GV | DCDA | 6.000 | 3648757 | MID W MECH/RISER ROOM Outside Door
5050 | RIGGINS RD | 43016 | Active | 61824 | AMES | 2000BM3 | DC | 0.750 | 3648758 | MID W MECH/RISER ROOM
5171 | RIGGINS RD | 43016 | Active | 192860 | WATTS | LF009M2QT | RP | 2.000 | 3652826 | HOTBOX.
5239 | RIGGINS RD | 43016 | Active | 5004638 | WILKINS | 975XL2 | RP | 2.000 | 3656955 | STOCK ROOM
5239 | RIGGINS RD | 43016 | Not Required by DOW | ABB06379 | WILKINS | 975 | RP | 1.000 | 3656956
400 | RILEY AVE | 43085-3039 | Active | T409546 | WILKINS | 720A | PVB | 0.750 | 3516984 | RIGHT SIDE OF HOUSE
455 | RILEY AVE | 43085-3038 | Active | CAA69409 | WILKINS | 720A | PVB | 0.750 | 3516995 | RIGHT REAR
482 | RILEY AVE | 43085-3039 | Active | A215078 | WILKINS | 720A | PVB | 0.750 | 3517000
530 | RILEY AVE | 43085-3087 | Active | F136460 | WILKINS | 720A | PVB | 0.750 | 99916 | LEFT SIDE OF HOUSE
478 | RINGS RD | 43017-1513 | Not Required by DOW | 4676072 | WATTS | 909QT | RP | 0.750 | 65048 | IN BOILER ROOM
4789 | RINGS RD | 43017-1513 | Active | ACM0027 | WILKINS | 975XL2 | RP | 2.000 | 3655593 | IN BOILER ROOM/ SUITE 100
4998 | RINGS RD | 43017 | Active | 102924 | WATTS | LF009M2QT | RP | 1.500 | 3656156 | HOT BOX FRONT OF PROPERTY
5100 | RINGS RD | 43017 | Active | 114518 | AMES | 2000SS | DC | 6.000 | 66014 | Fire Pump - Water RM North Outside Door
5100 | RINGS RD | 43017 | Active | 162501 | WATTS | 909 | RP | 3.000 | 66015 | Fire Pump - Water RM North Outside Door (Bottom)
5100 | RINGS RD | 43017 | Active | 162603 | WATTS | 909 | RP | 3.000 | 66016 | Fire Pump - Water RM North Outside Door
5100 | RINGS RD | 43017 | Not Required by DOW | 61895 | WATTS | 009M1PCQT | RP | 1.500 | 66017 | Fire Pump - Water RM North Outside Door
5100 | RINGS RD | 43017 | Not Required by DOW | 65398 | WATTS | 009M1PCQT | RP | 1.500 | 66018 | Penthouse Mechanical Rm - South Wall
5100 | RINGS RD | 43017 | Not Required by DOW | 02875 | AMES | 4000B | RP | 2.000 | 3615232 | Switch Gear Building North of Main Building
5100 | RINGS RD | 43017 | Active | XE-0307 | AMES | 300 | DCDA | 8.000 | 3630255 | IN VAULT ON BLAZER PARKWAY R OF DRIVE
5100 | RINGS RD | 43017 | LPS - Active |  |  |  | LST |  | 3651826 | FIRE BOOSTER PUMP - NW MECH ROOM -DOM
5100 | RINGS RD | 43017 | Active | 73099 | AMES | 2000BM3 | DC | 0.750 | 3656432 | IN VAULT ON BLAZER PARKWAY R OF DRIVE
5109 | RINGS RD | 43017- | Active | 128856 | AMES | 3000SS | DCDA | 8.000 | 66044 | IN PIT 120' W OF BLDG #400
5109 | RINGS RD | 43017- | Active | W115901 | WILKINS | 975 | RP | 1.000 | 66045 | MECH ROOM - 500 STONEHENGE PKWY
5109 | RINGS RD | 43017- | Active | 32627 | AMES | 2000B | DC | 0.750 | 66046 | pit include Z SER.IS ADUP.
5109 | RINGS RD | 43017- | Active | 327819 | WATTS | 009M2QT | RP | 1.000 | 87460 | AT PIT ON TOP OF METER PIT LID
5109 | RINGS RD | 43017- | Active | 593813 | WATTS | 909HWQT | RP | 1.000 | 93264 | IN NORTH MECH ROOM of BLDG.600 IN UNIT 150 AT WATER SHUTOFF
5109 | RINGS RD | 43017- | Active | 106843 | WATTS | 009QT | RP | 1.500 | 93470 | BLDG. 600 NEXT TO DENTAL VACUUM PUMP UNIT 150 0N 1ST FLOOR
5109 | RINGS RD | 43017- | Active | 2862506 | WILKINS | 975XLBMS | RP | 1.000 | 96866 | MECH ROOM NEAR MOP SINK #700 BLDG
5109 | RINGS RD | 43017- | Due Install |  |  |  | RP | 3.000 | 3638488 | IN HOT BOX AT PIT PIT 120' W OF BLDG #400
5109 | RINGS RD | 43017- | Active | B151662 | WILKINS | 375XL | RP | 1.000 | 3649669 | MECHCLOSET IN 400 STONEHENGE PKWY
5130 | RINGS RD | 43017 | Removed | 216657REM | WILKINS | 720A | PVB | 2.000 | 66098 | W OF CONDO ENTRANCE (TURVEY LOOP) AT PIT VILLAGE AT BALGRIFFIN
5130 | RINGS RD | 43017 | Active | 34074 | WATTS | 007QT | DC | 0.750 | 66099 | IN PIT W OF ENTRANCE (TURVEY LOOP) VILLAGE AT BALGRIFFIN
5130 | RINGS RD | 43017 | Active | 3JM2247 | AMES | 3000SS | DCDA | 6.000 | 66100 | IN PIT W OF ENTRANCE (TURVEY LOOP) VILLAGES AT BALGRIFFIN
5130 | RINGS RD | 43017 | Active | XE-1022 | WATTS | 957 | RP | 4.000 | 3651597 | PIT AT ENTRANCE WAY ACROSS FROM ST. JOHNS LUTHERN CHURCH . THE VILLAGE OF BALGRI
5200 | RINGS RD | 43017-3557 | Active | 222056 | WATTS | LF009M2QT | RP | 2.000 | 66368 | WEST WALL OF MECHANICAL ROOM
5200 | RINGS RD | 43017-3557 | Removed | 14575REM | WATTS | 007M2QT | DC | 0.750 | 66369 | NORTH WING OF BUILDING IN CEILING ON LEBERT UNIT
5200 | RINGS RD | 43017-3557 | Removed | 150878REM | WATTS | 007M2QT | DC | 0.750 | 66370 | EAST WING OF BUILDING IN FLOOR NEXT TO LEIBERT UNIT (LEFT)
5200 | RINGS RD | 43017-3557 | Active | 31N0167 | AMES | 3000SS | DCDA | 4.000 | 66371 | MECHANICAL ROOM
5200 | RINGS RD | 43017-3557 | Not Required by DOW | 38751 | WATTS | 009QT | RP | 1.500 | 66372 | MECH ROOM AT METER
5200 | RINGS RD | 43017-3557 | Active | 7689 | AMES | 2000B | DC | 0.750 | 66373 | MECHANICAL ROOM
5200 | RINGS RD | 43017-3557 | Removed | 149936REM | WATTS | 007M2QT | DC | 0.750 | 98069 | ABOVE CEILING
5455 | RINGS RD | 43017 | Not Required by DOW | 101145 | WATTS | 009M2QT | RP | 2.000 | 66940 | ATRIUM 2 MECH/PUMP ROOM AT LOADING DOCK
5455 | RINGS RD | 43017 | Active | 17960 | WILKINS | 975 | RP | 3.000 | 66941 | ATRIUM 2 - SW SPRINKLR/RISER/PUMP RM BOTTOM DEVICE OUTSIDE DR
5455 | RINGS RD | 43017 | Active | 17962 | WILKINS | 975 | RP | 3.000 | 66942 | ATRIUM 2 - SW SPRINKLER/RISER/PUMP RM TOP DEVICE OUTSIDE DR
5455 | RINGS RD | 43017 | Active | 2735 | FEBCO | 805 | DC | 0.750 | 66943 | ATRIUM 2 PIT METER IN PIT BY RINGS RD ENTRANCE
5455 | RINGS RD | 43017 | Not Required by DOW | 557993 | WILKINS | 975 | RP | 1.250 | 66944 | ATRIUM 2 PENTHOUSE MECH RM -- FOR HEATING SYSTEM
5455 | RINGS RD | 43017 | Not Required by DOW | 585058 | WILKINS | 975 | RP | 1.250 | 66945 | ATRIUM 2 ROOF PENT HOUSE MECH ROOM
5455 | RINGS RD | 43017 | Active | 9704111309 | FEBCO | 856 | DCDA | 6.000 | 66946 | ATRIUM 2 PIT METER IN PIT BY RINGS RD
5455 | RINGS RD | 43017 | Removed | 221155REM | WATTS | 909 | RP | 4.000 | 97888 | **REMOVED****ATRIUM 2 PUMP ROOM
5455 | RINGS RD | 43017 | LPS - Active |  |  |  | LST |  | 3635330 | FIRE PUMP - SW SPRINKLER/RISER ROOM
5555 | RINGS RD | 43016 | Not Required by DOW | 204746 | WILKINS | 975 | RP | 1.500 | 67274 | 5500 GLENDON CT 1ST FL MECH RM
5555 | RINGS RD | 43016 | Not Required by DOW | ABA12060 | WILKINS | 975XL2 | RP | 1.000 | 67275 | 5500 GLENDON CT 1ST FL SPRINKLER RM
5555 | RINGS RD | 43016 | Not Required by DOW | 60280 | WATTS | 009M2PCQT | RP | 1.000 | 67276 | 5500 GLENDON CT DOCK AREA IN MAIL RM ABOVE CEILING
5555 | RINGS RD | 43016 | Active | B06369 | WILKINS | 975 | RP | 3.000 | 67277 | 5500 GLENDON -W NW MECH/RISER ROOM AT WATER METER OUTSIDE DOOR
5555 | RINGS RD | 43016 | Not Required by DOW | 08814 | WATTS | 919QT | RP | 1.500 | 101086 | 5500 GLENDON CT SPRINKLER ROOM
5555 | RINGS RD | 43016 | Due Install |  |  |  | DCDA | 6.000 | 3636401 | 5500 GLENDON CT -W NW RISER/SPRINKLER ROOM OUTSIDE DOOR
5600 | RINGS RD | 43016 | Active | ABY8397 | WILKINS | 975XL2 | RP | 1.000 | 3655438 | OSD BACK LEFT
5784 | RINGS RD | 43016-3200 | Active | 912967 | WATTS | 800 | PVB | 1.000 | 67952 | EAST SIDE OF HOUSE ADJACENT TO GARAGE
5851 | RINGS RD | 43016 | Active | 102339 | WATTS | 009QT | RP | 0.750 | 68137 | IN BASEMENT AT WATER METER ENTRANCE
5927 | RINGS RD | 43016 | Active | HE75417 | FEBCO | 765 | PVB | 1.000 | 3636655 | FAR LEFT FRONT
6016 | RINGS RD | 43016 | Active | HE45917 | FEBCO | 765 | PVB | 0.750 | 68714 | LEFT CENTER
6135 | RINGS RD | 43016 | Active | 0006926 | AMES | 2000B | DC | 0.750 | 69109 | MECH/RISER ROOM BSMNT E END
6135 | RINGS RD | 43016 | Not Required by DOW | 115734 | WILKINS | 975XL | RP | 0.750 | 69110 | GYMNASIUM MECHANICAL ROOM
6135 | RINGS RD | 43016 | Active | 3HN1254 | AMES | 3000SS | DCDA | 4.000 | 69111 | BSMNT MECH/RISER ROOM E END
6135 | RINGS RD | 43016 | Active | 131912 | WATTS | 009M2QT | RP | 2.000 | 69112 | BSMNT MECH/RISER ROOM E END AT WATER METER
6135 | RINGS RD | 43016 | Not Required by DOW | 73898 | WATTS | LF919QT | RP | 0.750 | 87713 | BSMNT E END MECH/RISER ROOM BY FIRE METER
6135 | RINGS RD | 43016 | Not Required by DOW | 032479 | WATTS | LF009M2QT | RP | 1.000 | 3609580 | CUSTODIAL CLOSET
6135 | RINGS RD | 43016 | Not Required by DOW | ABB7829 | WILKINS | 975XL | RP | 0.750 | 3649514 | BSMNT E END MECH/RISER ROOM BY FIRE METER
6673 | RINGS RD | 43016 | [6 empty] | 3657800
6700 | RINGS RD | 43016-9724 | Active | A00774 | AMES | 4000B | RP | 2.000 | 95757 | IN HOT BOX AT PIT ON W SIDE OF EITERMAN N OF RINGS RD
6700 | RINGS RD | 43016-9724 | Active | 1590220807 | AMES | 3000SS | DCDA | 6.000 | 3651621 | PIT ON WEST SIDE OF EITERMAN N OF RINGS RD
6700 | RINGS RD | 43016-9724 | Active | 08913 | WATTS | 07M1-QT | DC | 0.750 | 3652510 | PIT ON WEST SIDE OF EITERMAN N OF RINGS RD
4409 | RISHEL ST | 43123 | Active | CB621510 | WILKINS | 720A | PVB | 0.750 | 3646870 | RIGHT FRONT
4519 | RISHEL ST | 43123 | Active | T372130 | WILKINS | 720A | PVB | 0.750 | 3638441 | LEFT SIDE OF HOUSE
6202 | RISING SUN DR | 43123-8882 | Active | 6930 | FEBCO | 765 | PVB | 0.750 | 69375 | LEFT SIDE OF HOUSE
6232 | RISING SUN DR | 43123-8882 | Active | 446648 | WATTS | 800M4QT | PVB | 0.750 | 69435 | LEFT SIDE OF HOUSE
4020 | RITAMARIE DR | 43220-4927 | Active | DJ7092 | FEBCO | 765 | PVB | 0.750 | 62698 | FRONT OF HOUSE
3847 | RIVER CROSSING DR | 43026-2609 | Active | 209097 | WILKINS | 720A | PVB | 0.750 | 61935 | RIGHT SIDE FRONT
5178 | RIVER FOREST RD | 43017 | Active | 4051362 | WILKINS | 975XL | RP | 0.750 | 3611419 | IN BASEMENT NEAR WATER METER
5255 | RIVER FOREST RD | 43017 | Active | 296282 | WATTS | 800M4QT | PVB | 0.750 | 96455 | LEFT REAR OF HOUSE OUTSIDE
5285 | RIVER FOREST RD | 43017 | Active | H500420 | FEBCO | 765 | PVB | 0.750 | 3517458 | REAR OF HOUSE
5401 | RIVER FOREST RD | 43017 | Active | T178702 | WILKINS | 720A | PVB | 0.750 | 3517466 | FRONT OF HOUSE
5437 | RIVER FOREST RD | 43017 | Active | AE6466 | FEBCO | 765 | PVB | 1.000 | 66904 | WEST SIDE OF HOUSE
3280 | RIVER LANDINGS BLVD | 43026- | Active | T055506 | WILKINS | 720A | PVB | 1.000 | 60355 | NORTH SIDE OF RIVER LANDINGS BLVD
3316 | RIVER LANDINGS BLVD | 43026-7825 | Active | F022849 | WILKINS | 720A | PVB | 0.750 | 60458 | RIGHT REAR
3326 | RIVER LANDINGS BLVD | 43026-7825 | Active | CAA25770 | WILKINS | 720A | PVB | 1.000 | 60470 | LEFT SIDE OF HOUSE
3336 | RIVER LANDINGS BLVD | 43026-7825 | Active | LH6123 | FEBCO | 765 | PVB | 1.000 | 92371 | RIGHT SIDE
3352 | RIVER LANDINGS BLVD | 43026-7825 | Active | G186226 | WILKINS | 720A | PVB | 0.750 | 91647 | LEFT SIDE
3357 | RIVER LANDINGS BLVD | 43026-7800 | Active | CB101223 | WILKINS | 720A | PVB | 0.750 | 3517479 | FRONT OF HOUSE
3362 | RIVER LANDINGS BLVD | 43026-7825 | Active | T346159 | WILKINS | 720A | PVB | 0.750 | 94376 | RIGHT SIDE
3372 | RIVER LANDINGS BLVD | 43026-7825 | Active | F137055 | WILKINS | 720A | PVB | 0.750 | 99127 | LEFT FRONT
3377 | RIVER LANDINGS BLVD | 43026-7800 | Active | T304281 | WILKINS | 720A | PVB | 0.750 | 3517481 | LEFT FRONT
3480 | RIVER LANDINGS BLVD | 43026-7826 | Active | 312779 | WATTS | 800MQT | PVB | 0.750 | 97437 | OUTSIDE, FRONT LEFT SIDE OF HOUSE
3500 | RIVER LANDINGS BLVD | 43026-7811 | Active | T042160 | WILKINS | 720A | PVB | 0.750 | 100435 | LEFT SIDE OF HOME
3528 | RIVER LANDINGS BLVD | 43026-7811 | Removed | G216123REM | WILKINS | 720A | PVB | 0.750 | 96924 | RIGHT SIDE OF HOUSE EAST.
3550 | RIVER LANDINGS BLVD | 43026-7811 | Active | T465306 | WILKINS | 720A | PVB | 0.750 | 3517508 | RIGHT SIDE OF HOUSE
4331 | RIVER LANDINGS CT | 43026-7823 | Active | HC5146 | FEBCO | 765 | PVB | 1.000 | 3517510 | RIGHT SIDE
4345 | RIVER LANDINGS CT | 43026-7823 | Active | HO72337 | FEBCO | 765 | PVB | 0.750 | 63758 | RIGHT SIDE OF HOUSE
4346 | RIVER LANDINGS CT | 43026-7823 | Active | HE75345 | FEBCO | 765 | PVB | 1.000 | 87122 | FRONT RIGHT OF DOOR
4356 | RIVER LANDINGS CT | 43026-7823 | Active | 176192 | WATTS | 800M2QT | PVB | 1.000 | 94377 | LEFT SIDE OF HOUSE
4357 | RIVER LANDINGS CT | 43026-7823 | Active | AC4933 | FEBCO | 765 | PVB | 0.750 | 94378 | RIGHT REAR OF HOUSE
3319 | RIVER NARROWS RD | 43026-7831 | Active | 100008443 | FEBCO | 765 | PVB | 1.000 | 60460 | RIGHT SIDE OF HOUSE (S# DL8443)
3324 | RIVER NARROWS RD | 43026-7830 | Active | AC9958 | FEBCO | 765 | PVB | 0.750 | 94380 | RIGHT FRONT
3331 | RIVER NARROWS RD | 43026-7831 | Active | G124394 | WILKINS | 720A | PVB | 0.750 | 94381 | EAST SIDE OF HOME
3390 | RIVER NARROWS RD | 43026-7830 | Active | Hb74769 | FEBCO | 765 | PVB | 1.000 | 92076 | RIGHT FRONT
3419 | RIVER NARROWS RD | 43026-7833 | Active | AE2936 | FEBCO | 765 | PVB | 1.000 | 60673 | OLD HILLIARD- OTT-4362
3440 | RIVER NARROWS RD | 43026-7854 | Active | HC60633 | FEBCO | 765 | PVB | 0.750 | 94382 | RIGHT SIDE
3481 | RIVER NARROWS RD | 43026-7833 | Active | ED8479 | FEBCO | 765 | PVB | 1.000 | 94359 | LEFT SIDE
3484 | RIVER NARROWS RD | 43026-7854 | Active | H009992 | FEBCO | 765 | PVB | 0.750 | 91474 | LEFT SIDE OF HOUSE
3491 | RIVER NARROWS RD | 43026-7833 | Active | T565072 | WILKINS | 720A | PVB | 1.000 | 91870 | LEFT SIDE
3497 | RIVER NARROWS RD | 43026-7833 | [6 empty] | 3517541
2299 | RIVER OAK DR | 43228- | Active | 221462 | WATTS | LF009M2QT | RP | 2.500 | 57927 | 2299 RIVER OAKS DR, BUILDING 7 SPRINKLER ROOM
2299 | RIVER OAK DR | 43228- | Active | 116060 | WATTS | 009QT | RP | 2.000 | 57928 | 2299 RIVER OAKS DR, MAIN RISER ROOM
2299 | RIVER OAK DR | 43228- | Active | 116168 | WATTS | 009M2QT | RP | 2.000 | 57929 | 2299 RIVER OAKS DR, MAIN RISER ROOM
2299 | RIVER OAK DR | 43228- | Active | 116176 | WATTS | 009M2QT | RP | 2.000 | 57930 | 2299 RIVER OAKS DR, MAIN WATER ROOM - SOUTH EAST CORNER
2299 | RIVER OAK DR | 43228- | Active | 117561 | WATTS | 009 | RP | 2.000 | 57931 | 2299 RIVER OAKS DR, MAIN RISER ROOM, BLDG # 4
2299 | RIVER OAK DR | 43228- | Active | 139795 | WATTS | LF009M2QT | RP | 2.000 | 57932 | 2299 RIVER OAKS DR, MAIN RISER ROOM BLDG #6
2299 | RIVER OAK DR | 43228- | Active | 117567 | WATTS | 009M1QT | RP | 2.000 | 57933 | 2299 RIVER OAKS DR, MAIN RISER ROOM BLDG #5
2299 | RIVER OAK DR | 43228- | Active | 195583 | WATTS | LF009M2QT | RP | 2.000 | 57934 | 2299 RIVER OAKS DR, MAIN RISER ROOM -- 2451 RIVER OAKS DRIVE BLDG #3
2299 | RIVER OAK DR | 43228- | Active | 13558 | AMES | 4000B | RP | 2.000 | 57935 | 2299 RIVER OAKS DR, MAIN RISER ROOM BLDG #8
2299 | RIVER OAK DR | 43228- | Active | 118403 | WATTS | 009M2QT | RP | 2.000 | 57936 | 2299 RIVER OAKS DR, MAIN RISER ROOM (BUILDING 12)
2299 | RIVER OAK DR | 43228- | Active | 144240 | WATTS | LF009M2QT | RP | 2.000 | 57937 | 2299 RIVER OAKS DR, MAIN RISER ROOM
2299 | RIVER OAK DR | 43228- | Active | 118977 | WATTS | 009M2QT | RP | 2.000 | 57938 | MAIN RISER ROOM (BUILDING 13), 2299 RIVER OAKS
2299 | RIVER OAK DR | 43228- | Removed | 31589REM | WATTS | 009QT | RP | 1.500 | 57939 | REMOVED-2299 RIVER OAKS DRIVE, SOUTH MECHANICAL ROOM
2299 | RIVER OAK DR | 43228- | Removed | H547518REM | FEBCO | 765 | PVB | 1.000 | 57940 | **REMOVED-2299 RIVER OAKS, POOL HSE LT SIDE BLDG IN SIDED DOUBLE DOORS RT WA
2299 | RIVER OAK DR | 43228- | Active | 118260 | WATTS | 009M2QT | RP | 2.000 | 98645 | 2299 RIVER OAKS, SPRINKLER VALVE ROOM BUILDING 9
2764 | RIVER PARK DR | 43220-4559 | Active | VAA0494 | WILKINS | 720 | PVB | 0.750 | 3518047 | LEFT SIDE OF HOUSE
564 | RIVER PEBBLE DR | 43004-9233 | Active | 996981 | WILKINS | 720A | PVB | 0.750 | 67470 | LEFT HAND
387 | RIVER PLACE CT | 43221-4813 | Active | HK66079 | FEBCO | 765 | PVB | 1.000 | 61987 | LEFT FRONT
3275 | RIVER PLACE DR | 43221-4819 | Duplicate | W276742MOVED | WILKINS | 975XL | RP | 1.000 | 60345 | **MOVED TO 3871 DUBLIN (HOA IRRIGATION DEVICE AT ENTRANCE))***
3275 | RIVER PLACE DR | 43221-4819 | Active | T385362 | FEBCO | 765 | PVB | 0.750 | 3630258 | LEFT FRONT
1179 | RIVER TRAIL CT | 43123-8753 | Active | CB113616 | WATTS | 800M4QT | PVB | 0.750 | 54186 | BACK LEFT CORNER
1331 | RIVER TRAIL DR | 43123-8879 | Active | CB029173 | WILKINS | 720A | PVB | 0.750 | 103092 | LEFT SIDE
5126 | RIVERBIRCH N DR | 43229-5257 | Active | H570918 | FEBCO | 765 | PVB | 0.750 | 98657 | FRONT OF HOUSE
1851 | RIVERHILL RD | 43221-1336 | Active | 108734 | WATTS | 800M4FR | PVB | 0.750 | 94374 | LEFT SIDE OF HOUSE
2080 | RIVERHILL RD | 43221-1328 | Active | EAG2980 | WILKINS | 720A | PVB | 0.750 | 3513504 | RIGHT SIDE OF HOUSE
2096 | RIVERHILL RD | 43221-1236 | Active | EAG2813 | WILKINS | 720A | PVB | 0.750 | 3517972
3678 | RIVERLANE CT | 43221-5634 | Active | 320376 | WILKINS | 720A | PVB | 0.750 | 94379 | LEFT SIDE
2689 | RIVERPARK DR | 43220-4556 | Active | T415608 | WILKINS | 720A | PVB | 0.750 | 103822 | RIGHT SIDE OF GARAGE
2808 | RIVERPARK DR | 43220-4559 | Active | EAJ6214 | WILKINS | 720A | PVB | 1.000 | 98878 | LEFT REAR
4774 | RIVERROCK DR | 43228-8246 | Active | H377660 | WILKINS | 720A | PVB | 1.000 | 88630 | RIGHT SIDE OF HOUSE
4782 | RIVERROCK DR | 43228-8246 | Active | T231280 | WILKINS | 720A | PVB | 0.750 | 87901 | RIGHT SIDE OF HOUSE
7630 | RIVERS EDGE DR | 43235-1329 | Active | 309792 | WILKINS | 975XL | RP | 2.000 | 72376 | S CENTER MECH/FURN ROOM -AT WATER MTR
7650 | RIVERS EDGE DR | 43235-1342 | Active | 145512 | WATTS | 909 | RP | 1.500 | 72413 | MACH ROOM 1ST. FL.
7700 | RIVERS EDGE DR | 43235-1331 | Not Required by DOW | B407114 | WILKINS | 375 | RP | 1.000 | 72575 | SW BOILER/MECH ROOM -OUTSIDE DOOR
7700 | RIVERS EDGE DR | 43235-1331 | Not Required by DOW | G006559 | WILKINS | 720A | PVB | 0.750 | 92311 | BACK OF BUILDING
7700 | RIVERS EDGE DR | 43235-1331 | Active | 4656161 | WILKINS | 975XL | RP | 1.500 | 3632773 | SW BOILER/MECH ROOM AT WATER METER -OUTSIDE DR
7711 | RIVERS EDGE DR | 43235- | Not Required by DOW | 203576 | WATTS | 909HWQT | RP | 1.000 | 99877 | 7710 OLENTANGY RIVER RD, 1ST FL MECH RM BY METER/Noth side of building
7711 | RIVERS EDGE DR | 43235- | Active | 38523 | WATTS | LF919QT | RP | 2.000 | 3649239 | 7710 OLENTANGY RVR RD NW MECH ROOM AT WATER METER DOOR BY EXIT DOOR
7720 | RIVERS EDGE DR | 43235-1361 | Active | 620267 | WATTS | 909QT | RP | 1.000 | 94385 | 1ST FLOOR MECH ROOM BY WATER METER
7720 | RIVERS EDGE DR | 43235-1361 | Due Install |  |  |  | RP | 3.000 | 3644717
3049 | RIVERS GATE WAY | 43221-4791 | Active | 56313 | WATTS | 919QT | RP | 1.000 | 3618460 | CRAWL SPACE
3049 | RIVERS GATE WAY | 43221-4791 | Not Required by DOW | [5 empty] | 3638549 | WELL FOR IRRIG??
3089 | RIVERS GATE WAY | 43221- | Active | 86285 | WATTS | 009 | RP | 0.750 | 59937 | 3075 RIVER THAMES BASMENT
3089 | RIVERS GATE WAY | 43221- | Active | 624478 | WATTS | 800M2QT | PVB | 1.000 | 59938 | EAST SIDE MAIN ENTRANCE
3089 | RIVERS GATE WAY | 43221- | Active | 792774 | WILKINS | 720A | PVB | 0.750 | 59939 | 3434 RIVER SEINE LEFT SIDE
3089 | RIVERS GATE WAY | 43221- | Active | H158858 | FEBCO | 765 | PVB | 1.000 | 59940 | 3030 RIVER THAMES RIGHT SIDE
3089 | RIVERS GATE WAY | 43221- | Active | 874912 | WILKINS | 720A | PVB | 0.750 | 91407 | LEFT CENTER AT 3507 RIVER AVON CIRCLE--BF NEEDS RAISED
3089 | RIVERS GATE WAY | 43221- | Active | 874870 | WILKINS | 720A | PVB | 0.750 | 91409 | RT FRONT AT 3515 RIVER AVON CIRCLE--BACKFLOW NEEDS RAISED
3089 | RIVERS GATE WAY | 43221- | Active | 813499 | WILKINS | 720A | PVB | 0.750 | 91410 | RR AT 3523 RIVER AVON CIRCLE
3089 | RIVERS GATE WAY | 43221- | Active | 955048 | WILKINS | 720A | PVB | 0.750 | 91411 | 3512 RIVER SEINE LEFT
3089 | RIVERS GATE WAY | 43221- | Active | H096689 | FEBCO | 765 | PVB | 0.750 | 91412 | 3496 RIVER SEINE, RIGHT
3089 | RIVERS GATE WAY | 43221- | Active | H195538 | FEBCO | 765 | PVB | 0.750 | 91413 | 3490 RIVER SEINE RF
3089 | RIVERS GATE WAY | 43221- | Active | 792892 | WILKINS | 720A | PVB | 0.750 | 91414 | RF OF 3478 RIVER SEINE
3089 | RIVERS GATE WAY | 43221- | Active | 955161 | WILKINS | 720A | PVB | 0.750 | 91415 | LC OF 3060 RIVER THAMES
3089 | RIVERS GATE WAY | 43221- | Active | 673126 | WILKINS | 720A | PVB | 0.750 | 91416 | RC OF 3050 RIVER THAMES
3089 | RIVERS GATE WAY | 43221- | Active | ABA4308 | WILKINS | 975XL2 | RP | 0.750 | 91417 | RC IN VINES AT 3450 RIVER RHONE..BACKFLOW LOW
3089 | RIVERS GATE WAY | 43221- | Active | 128782 | WILKINS | 420 | PVB | 1.000 | 91418 | LF 3440 RIVER RHONE
3089 | RIVERS GATE WAY | 43221- | Active | 4142775 | WATTS | 009M3QT | RP | 0.750 | 91419 | 3430 RIVER RHONE BASEMENT NW CORNER
3089 | RIVERS GATE WAY | 43221- | Active | 673145 | WILKINS | 720A | PVB | 0.750 | 91420 | RC AT 3420 RIVER RHONE
3089 | RIVERS GATE WAY | 43221- | Active | 1276531 | WILKINS | 975XL | RP | 1.000 | 91421 | LR AT 3410 RIVER RHONE
3089 | RIVERS GATE WAY | 43221- | Active | 687403 | WILKINS | 720A | PVB | 1.000 | 91422 | FC AT 3400 RIVER RHONE
3089 | RIVERS GATE WAY | 43221- | Active | 779584 | WILKINS | 720A | PVB | 0.750 | 91423 | FRONT AT 3033 LORIE LANE
3089 | RIVERS GATE WAY | 43221- | Active | 587161 | WILKINS | 720A | PVB | 0.750 | 91424 | FRONT AT 3043 LORIE LANE
3089 | RIVERS GATE WAY | 43221- | Active | 953329 | WILKINS | 720A | PVB | 0.750 | 91425 | 3053 LORI LANE AT RR
3089 | RIVERS GATE WAY | 43221- | Active | A008692 | WILKINS | 720A | PVB | 0.750 | 91426 | 3063 LORIE LANE FRONT NEXT TO GARAGE
3089 | RIVERS GATE WAY | 43221- | Active | 672197 | WILKINS | 720A | PVB | 0.750 | 91427 | 3421 RIVER RHONE AT LF
3089 | RIVERS GATE WAY | 43221- | Active | 185160 | WILKINS | 420 | PVB | 1.000 | 91428 | 3431 RIVER RHONE FRONT OF house
3089 | RIVERS GATE WAY | 43221- | Active | EAE8266 | WILKINS | 720A | PVB | 0.750 | 91429 | 3424 RIVER SEINE BACK OF HOUSE
3089 | RIVERS GATE WAY | 43221- | Active | 601508 | WILKINS | 720A | PVB | 0.750 | 91430 | 3414 RIVER SEINE
3089 | RIVERS GATE WAY | 43221- | Active | H114304 | FEBCO | 765 | PVB | 0.750 | 91431 | 3419 RIVER SEINE RF
3089 | RIVERS GATE WAY | 43221- | Active | 372686 | WILKINS | 720A | PVB | 0.750 | 91432 | 3429 RIVER SEINE RC
3089 | RIVERS GATE WAY | 43221- | Active | 672274 | WILKINS | 720A | PVB | 0.750 | 91433 | 3439 RIVER SEINE LC
3089 | RIVERS GATE WAY | 43221- | Active | 672268 | WILKINS | 720A | PVB | 0.750 | 91435 | 3449 RIVER SEINE RR
3089 | RIVERS GATE WAY | 43221- | Active | CB029175 | WILKINS | 720A | PVB | 0.750 | 91436 | 3475 RIVER SEINE RF
3089 | RIVERS GATE WAY | 43221- | Active | 587173 | WILKINS | 720A | PVB | 0.750 | 91442 | 3481 RIVER SEINE RF
3089 | RIVERS GATE WAY | 43221- | Active | 572584 | WILKINS | 720A | PVB | 0.750 | 91443 | 3493 RIVER SEINE RC
3089 | RIVERS GATE WAY | 43221- | Active | 902558 | WILKINS | 720A | PVB | 0.750 | 91444 | 3499 RIVER SEINE LF
3089 | RIVERS GATE WAY | 43221- | Active | T427997 | WILKINS | 720A | PVB | 0.750 | 91445 | 3505 RIVER SEINE LF
3089 | RIVERS GATE WAY | 43221- | Active | 792905 | WILKINS | 720A | PVB | 0.750 | 91446 | 3468 RIVER AVON CIRCLE RR
3089 | RIVERS GATE WAY | 43221- | Active | A05342 | WATTS | SS009M3QT | RP | 0.750 | 91985 | 3020 RIVER THAMES IN BSMT
3089 | RIVERS GATE WAY | 43221- | Active | 033926 | WATTS | 800M4QT | PVB | 0.750 | 97597 | CORNER OF RIVER THOMAS & RIVER SEINE FLOWER BED
3089 | RIVERS GATE WAY | 43221- | Due Install |  |  |  | RP | 3.000 | 3649859
3089 | RIVERS GATE WAY | 43221- | Due Install |  |  |  | DCDA | 6.000 | 3649860
2011 | RIVERSIDE DR | 43221-4025 | Active | 16527 | WATTS | 919AQT | RP | 1.500 | 104148 | MECH ROOM IN BASEMENT
2035 | RIVERSIDE DR | 43221-4012 | Active | 353030 | WILKINS | 975 | RP | 1.000 | 57082 | AT WATER METER
2055 | RIVERSIDE DR | 43221-4012 | Active | 144090 | WATTS | 009QT | RP | 2.000 | 57127 | NW CORNER IN BASEMENT AT METER
2175 | RIVERSIDE DR | 43221-4077 | Not Required by DOW | FA9160REM | FEBCO | 765 | PVB | 1.000 | 94386 | BACK OF BLDG
2175 | RIVERSIDE DR | 43221-4077 | Due Install |  |  |  | RP | 1.000 | 3636553
2185 | RIVERSIDE DR | 43221-4020 | Active | 43624 | WATTS | 919AQT | RP | 1.000 | 103944 | NEXT TO WATER METER
2195 | RIVERSIDE DR | 43221-4020 | Active | 246708 | WATTS | LF009M2QT | RP | 1.000 | 57568 | A WATER METER NEXT TO HOT WATER TANK
2195 | RIVERSIDE DR | 43221-4020 | Active | 1762080911 | AMES | 3000SS | DCDA | 4.000 | 100646 | MECHANICAL ROOM
2195 | RIVERSIDE DR | 43221-4020 | Active | 67395 | AMES | 2000B | DC | 0.750 | 100655 | MECHANICAL ROOM
2195 | RIVERSIDE DR | 43221-4020 | Not Required by DOW | T034125 | WILKINS | 720A | PVB | 0.750 | 102256 | SPRINKLER ROOM IN NEW FRONT DINING AREA
2196 | RIVERSIDE DR | 43221-4021 | Not Required by DOW | 07768 | WATTS | 009 | RP | 2.000 | 57569 | MECH ROOM BELOW POOL
2196 | RIVERSIDE DR | 43221-4021 | Not Required by DOW | 12271426 | FEBCO | 805YD | DC | 6.000 | 57570 | Fire Sprinklers - Basement
2196 | RIVERSIDE DR | 43221-4021 | Not Required by DOW | 255081 | WATTS | 909QT | RP | 0.500 | 57573 | POOL MECH ROOM
2196 | RIVERSIDE DR | 43221-4021 | Not Required by DOW | 506886 | WILKINS | 975 | RP | 2.000 | 57575 | BSMNT SE CORNER
2196 | RIVERSIDE DR | 43221-4021 | Removed | 507561-REMREM | WATTS | 909QT | RP | 0.750 | 57576 | REMOVED-IN BASEMENT BOILER ROOM IN CEILING ABOVE CONDENSATE
2196 | RIVERSIDE DR | 43221-4021 | Not Required by DOW | 54297 | WATTS | 009QT | RP | 0.500 | 57577 | STAG KITCHEN
2196 | RIVERSIDE DR | 43221-4021 | Removed | 60810REM | WATTS | 009QT | RP | 0.500 | 57580 | REMOVED- BESIDE ICE MAKER
2196 | RIVERSIDE DR | 43221-4021 | Removed | 644782REM | WATTS | 909HWQT | RP | 0.750 | 99580 | REMOVED-SOUTHWEST SIDE OF KITCHEN
2196 | RIVERSIDE DR | 43221-4021 | Not Required by DOW | 29686 | WATTS | 919AQT | RP | 1.000 | 99811 | BASEMENT MECHANICAL ROOM-CEILING NEAR HWT'S
2196 | RIVERSIDE DR | 43221-4021 | Not Required by DOW | 02253 | WATTS | 919 | RP | 0.500 | 99812 | BEHIND BASEMENT COOLER WINE & LIQUOR ROOM
2196 | RIVERSIDE DR | 43221-4021 | Not Required by DOW | 02230 | WATTS | 919QT | RP | 0.500 | 100513 | STEAM/DISHWASHING ROOM
2196 | RIVERSIDE DR | 43221-4021 | Not Required by DOW | 02729 | WATTS | 919 | RP | 0.500 | 100767 | MAIN KITCHEN BEHIND ICE MACHINE
2196 | RIVERSIDE DR | 43221-4021 | Not Required by DOW | 02869 | WATTS | 919 | RP | 0.500 | 100768 | MIX GRILL IN MOP SINK CLOSET BEHIND BAR
2196 | RIVERSIDE DR | 43221-4021 | Not Required by DOW | 279993 | WILKINS | 975XL | RP | 1.500 | 102366 | CLOSET IN COAT ROOM
2196 | RIVERSIDE DR | 43221-4021 | Not Required by DOW | 507561 | WATTS | 909QT | RP | 0.750 | 3604323 | BASEMENT BEHIND FREEZER
2196 | RIVERSIDE DR | 43221-4021 | Not Required by DOW | 4054150 | WILKINS | 975XL2 | RP | 1.500 | 3609731 | WATER RECYCLER, CHEMICAL BLDG, REAR CENTER 10' UP ON WALL
2196 | RIVERSIDE DR | 43221-4021 | Not Required by DOW | 56078 | WATTS | 919QT | RP | 0.750 | 3609732 | CHEMICAL BLDG, MOWER STORAGE NEW BLDG REAR CORNER
2196 | RIVERSIDE DR | 43221-4021 | Not Required by DOW | PB-1584 | WATTS | 957 | RP | 3.000 | 3609735 | CENTER BAY 8' OVER FLOOR ON NORTH WALL
2196 | RIVERSIDE DR | 43221-4021 | Not Required by DOW | PB-2379 | AMES | COLT 200 | DC | 6.000 | 3610058 | AT MAIN RISER FEED, GROUNDS GARAGE
2196 | RIVERSIDE DR | 43221-4021 | Active | PL-1725 | WATTS | 957 | RP | 6.000 | 3614940 | HOT BOX AT METER VAULT
2196 | RIVERSIDE DR | 43221-4021 | Not Required by DOW | 191007056 | FEBCO | LF880V | RP | 3.000 | 3641296 | SCIOTO COUNTRY CLUB FITNESS BLDG
2196 | RIVERSIDE DR | 43221-4021 | Not Required by DOW | 227941 | WATTS | LF009QT | RP | 0.500 | 3641297 | SCIOTO COUNTRY CLUB FITNESS BLDG
2196 | RIVERSIDE DR | 43221-4021 | Not Required by DOW | 227951 | WATTS | LF009QT | RP | 0.500 | 3641298 | SCIOTO COUNTRY CLUB FITNESS BLDG
2196 | RIVERSIDE DR | 43221-4021 | Not Required by DOW | N191007059 | FEBCO | LF88GV | RP | 3.000 | 3641336 | WATER ROOM NORTH SIDE OF BUILDING
2196 | RIVERSIDE DR | 43221-4021 | Not Required by DOW | 80369 | AMES | 2000B | DC | 0.750 | 3654220 | HOT BOX AT METER VAULT
2196 | RIVERSIDE DR | 43221-4021 | Not Required by DOW | 1967500619 | AMES | 3000SS | DCDA | 4.000 | 3654221 | RISER ROOM/FITNESS CENTER
2196 | RIVERSIDE DR | 43221-4021 | Due Install |  |  |  | RPDA | 8.000 | 3657863
2199 | RIVERSIDE DR | 43221-4020 | Removed | 150047REM | WATTS | 009M2QT | RP | 1.000 | 57583 | MECH ROOM NW CORNER OF BUILDING
2199 | RIVERSIDE DR | 43221-4020 | Removed | 174459 | WATTS | 009M2QT | RP | 2.000 | 57584 | MECH ROOM NW CORNER OF BUILDING
2199 | RIVERSIDE DR | 43221-4020 | Removed | 63088 | WATTS | 007M2QT | DC | 1.500 | 57585 | IN MECH ROOM BESIDE KITCHEN
2199 | RIVERSIDE DR | 43221-4020 | Active | 228770 | WATTS | LF009M2QT | RP | 2.000 | 3655837 | IN MECH ROOM
2245 | RIVERSIDE DR | 43221 | Active | 1173231201 | AMES | 3000SS | DCDA | 6.000 | 57730 | IN PIT
2245 | RIVERSIDE DR | 43221 | Active | 51782 | WATTS | 007QT | DC | 0.750 | 57731 | IN PIT
2245 | RIVERSIDE DR | 43221 | Due Install |  |  |  | RP | 3.000 | 3658315 | IN PIT
2315 | RIVERSIDE DR | 43221 | Active | 327437 | WATTS | LF009M3QT | RP | 0.750 | 57925 | E OF FORK AT ENTRANCE TO LAKE WOODS CONDO IN FLOWER BED BY LIGHTPOLE
2565 | RIVERSIDE DR | 43221-3655 | Active | 048315 | WATTS | LF009M3QT | RP | 0.750 | 102770 | 4TH FLOOR MECH ROOM
2565 | RIVERSIDE DR | 43221-3655 | Active | 285474 | WATTS | 909 | RP | 0.750 | 3612970 | 4TH FL PUMP RM 2599 BLDG
2565 | RIVERSIDE DR | 43221-3655 | Due Install |  |  |  | RP | 4.000 | 3658429 | 4TH FL PUMP RM 2599 BLDG
3040 | RIVERSIDE DR | 43221-2551 | Active | 339810 | WATTS | 009M2QT | RP | 1.000 | 59856 | BOILER ROOM
3040 | RIVERSIDE DR | 43221-2551 | Due Install |  |  |  | RP |  | 3631380
3070 | RIVERSIDE DR | 43221-2547 | Removed | H178727REM | FEBCO | 765 | PVB | 0.750 | 59908 | ***REMOVED*** NORTH SIDE OF BUILDING NEAR ENTRANCE
3070 | RIVERSIDE DR | 43221-2547 | Active | 4705962 | WILKINS | 975XL | RP | 0.750 | 3635155 | MID N MECH ROOM THRU MENS ROOM AT WATER METER
3116 | RIVERSIDE DR | 43221-2581 | Active | 2944086 | WILKINS | 975XLBMS | RP | 1.000 | 59999 | BY WATER METER BACK ROOM
3155 | RIVERSIDE DR | 43221-2548 | Active | 102846 | WATTS | LF009M2QT | RP | 1.500 | 3623237 | METER IN MAINTENCE BLDG BY RIVERSIDE DR NORTH SIDE ALSO SUPPLIES OFFICE(REAR)
3164 | RIVERSIDE DR | 43221-2540 | Active | 67930 | WATTS | LF009M3QT | RP | 0.750 | 3630212 | FURNACE ROOM
3250 | RIVERSIDE DR | 43221-1725 | Under renovation | 954974 | WILKINS | 720A | PVB | 1.000 | 94387 | OUTSIDE SOUTH WALL
3250 | RIVERSIDE DR | 43221-1725 | Due Install |  |  |  | RP | 2.000 | 3638462
3250 | RIVERSIDE DR | 43221-1725 | Due Install |  |  |  | DCDA | 4.000 | 3638463
3300 | RIVERSIDE DR | 43221-1738 | Not Required by DOW | 85355 | WATTS | 800QT | PVB | 1.500 | 91919 | S. END OF BLDG BY ENTRY
3300 | RIVERSIDE DR | 43221-1738 | Active | 117675 | WATTS | LF009M2QT | RP | 1.500 | 3652951 | MECHANICAL ROOM AFTER EXITING WATER METER
3329 | RIVERSIDE DR | 43202- | Active | 20713 | WATTS | LF919QT | RP | 1.500 | 3616616 | MECHANICAL ROOM
3404 | RIVERSIDE DR | 43221-1743 | Active | AMA06482 | WILKINS | 975XL3 | RP | 1.500 | 3518135 | IN 3404 S UNIT NE MECH ROOM AT WATER METER
3500 | RIVERSIDE DR | 43221-1753 | Not Required by DOW | 07960 | WILKINS | 975 | RP | 1.000 | 60905 | BOILER ROOM
3500 | RIVERSIDE DR | 43221-1753 | Not Required by DOW | CB403043 | WILKINS | 720A | PVB | 1.000 | 60906 | OUTSIDE WALL OF BOILER ROOM
3500 | RIVERSIDE DR | 43221-1753 | Active | YG-2418 | AMES | COLT 400 | RP | 3.000 | 3633785 | AT METER
3500 | RIVERSIDE DR | 43221-1753 | Active | 01160 | WILKINS | 450STDA | DCDA | 6.000 | 3633786 | FIRE
3500 | RIVERSIDE DR | 43221-1753 | Active | 4698795 | WILKINS | 950XLD | DC | 0.750 | 3641151 | FIRE
3510 | RIVERSIDE DR | 43221- | Not Required by DOW | 655906 | WATTS | 909HWQT | RP | 0.750 | 60952 | BOILER ROOM ON SECOND FLOOR
3510 | RIVERSIDE DR | 43221- | Not Required by DOW | 139087 | WATTS | 709 | DC | 1.500 | 88498 | FIRE BUILDING NE CORNER
3510 | RIVERSIDE DR | 43221- | Active | 13299964 | WILKINS | 375XL | RP | 1.500 | 3635135 | AT METER
3566 | RIVERSIDE DR | 43221-1158 | Active | ABA51697 | WILKINS | 975XL2 | RP | 0.750 | 3518136
3576 | RIVERSIDE DR | 43221-1158 | Active | 466527 | WATTS | LF009M3QT | RP | 0.750 | 3518137
3584 | RIVERSIDE DR | 43221-1158 | Active | 466525 | WATTS | LF009M3QT | RP | 0.750 | 3518138
3600 | RIVERSIDE DR | 43221-1158 | Active | 330619 | WATTS | 909QT | RP | 0.750 | 61244 | BASEMENT FRONT NORTH SIDE
3616 | RIVERSIDE DR | 43221-1158 | Not Required by DOW | 19044 | WATTS | 800QT | PVB | 1.000 | 61292 | CAR WASH MECH ROOM AT METER
3616 | RIVERSIDE DR | 43221-1158 | Not Required by DOW | 246891 | WATTS | 009QT | RP | 0.750 | 61293 | CARWASH MECH ROOM
3616 | RIVERSIDE DR | 43221-1158 | Active | 61179 | WATTS | 009M2QT | RP | 1.000 | 61294 | CAR WASH MECH ROOM AT METER
3746 | RIVERSIDE DR | 43221-1134 | Active | 01964 | WATTS | 007M2QT | DC | 1.500 | 61642 | METER ROOM
3746 | RIVERSIDE DR | 43221-1134 | Active | 230659 | WATTS | 909M1QT | RP | 1.500 | 61643 | IN STORAGE ROOM
3746 | RIVERSIDE DR | 43221-1134 | Active | 614602 | WILKINS | 720A | PVB | 1.000 | 61644 | ABOVE POP MACHINE IN STORAGE RM WATER SUPPLY TO DRINK SYSTEM
3746 | RIVERSIDE DR | 43221-1134 | Due Install |  |  |  | RP | 1.500 | 3656914 | IN STORAGE ROOM
4740 | RIVERSIDE DR | 43220-2843 | Active | ABL9045 | WILKINS | 975XL | RP | 0.750 | 64926 | FRONT OF HOUSE LEFT OF FRONT DOOR
4750 | RIVERSIDE DR | 43220-2843 | Active | 190175 | WATTS | 009M2QT | RP | 1.000 | 64951 | NORTH OF HOUSE BY EVER GREEN TREE NORTH PROP LINE
4846 | RIVERSIDE DR | 43220-2843 | Active | 3019805 | WILKINS | 975XLBMS | RP | 2.000 | 96861 | OUTSIDE HOT BOX ROCK BY DRIVEWAY
4900 | RIVERSIDE DR | 43220-2876 | Active | 013292 | WATTS | LF800M4QT | PVB | 0.750 | 3595416 | WEST SIDE OF HOUSE
4902 | RIVERSIDE DR | 43220-2857 | Active | 268976 | WATTS | 909QTFDA | RP | 2.500 | 65394 | PUMP ROOM of 4902 RIVERSIDE
4906 | RIVERSIDE DR | 43220-2857 | Active | 08042 | WATTS | 919AQT | RP | 0.750 | 90631 | BASEMENT EAST WALL OF 4906
4966 | RIVERSIDE DR | 43220-2891 | Active | 24056 | WATTS | 919AQT | RP | 1.000 | 65517 | BASEMENT / MECHANICAL ROOM
5124 | RIVERSIDE DR | 43220-2878 | Active | VAA2834 | WILKINS | 720A | PVB | 0.750 | 3518168 | FRONT LEFT SIDE OF HOUSE BY GAS METER
5150 | RIVERSIDE DR | 43220-2878 | Active | 400979 | WILKINS | 975 | RP | 1.500 | 66141 | BASEMENT SOUTH ROOM
5164 | RIVERSIDE DR | 43220-2878 | Active | 2831315 | WILKINS | 975XLBMS | RP | 1.500 | 94388 | BACK OF HOUSE
5200 | RIVERSIDE DR | 43220-2879 | Not Required by DOW | 1212971002 | AMES | 2000SS | DC | 2.500 | 66374 | NE WATER MTR/RISER ROOM THRU GYM -LIMITED FIRE AFTER CONTAINMENT BKFL.
5200 | RIVERSIDE DR | 43220-2879 | Active | 178607 | WATTS | 009QT | RP | 2.000 | 66375 | NE WATER MTR/RISER ROOM AT METER THRU GYM
5200 | RIVERSIDE DR | 43220-2879 | Not Required by DOW | 582541 | WATTS | 909QT | RP | 0.750 | 66376 | NE MECH/RISER ROOM THRU GYM
5300 | RIVERSIDE DR | 43220 | Not Required by DOW | 3980637 | WILKINS | 975XL2 | RP | 2.000 | 3609344 | 5341 RIVERSIDE DR, METER HOUSE
5300 | RIVERSIDE DR | 43220 | Active | OE-0238 | WATTS | 957 | RP | 4.000 | 3613328 | METER BLDG NW CORNER OF PROPERTY
5300 | RIVERSIDE DR | 43220 | Active | 115506 | WATTS | 774 | DC | 6.000 | 3613329 | METER BLDG NW CORNER OF PROPERTY
5300 | RIVERSIDE DR | 43220 | Active | 21624 | WATTS | 007M1QT | DC | 0.750 | 3613330 | METER HOUSE NW CORNER OF PROPERTY
5300 | RIVERSIDE DR | 43220 | Not Required by DOW | 68775 | WATTS | LF009QT | RP | 0.500 | 3618242 | POOL AREA
5380 | RIVERSIDE DR | 43220-1700 | Replaced | REP358600 | WATTS | 800M4FR | PVB | 0.750 | 66762 | REPLACED- REAR OF BLDG
5380 | RIVERSIDE DR | 43220-1700 | Active | 199562 | WATTS | 009M2PCQT | RP | 0.750 | 98057 | MECH ROOM IN REAR
5380 | RIVERSIDE DR | 43220-1700 | Removed | 008947REM | WATTS | LF800M4QT | PVB | 0.750 | 3609366 | REAR OF BLDG, EXTERIOR WALL NEXT TO AC CONDENSER UNIT
5380 | RIVERSIDE DR | 43220-1700 | Due Install |  |  |  | RP | 0.750 | 3656606 | MECH ROOM IN REAR
5562 | RIVERSIDE DR | 43017 | Active | TJ-0577 | WATTS | 957 | RP | 8.000 | 3641004 | IN METER HOUSE AT S SIDE OF ENTRANCE
5562 | RIVERSIDE DR | 43017 | Not Required by DOW | T568513 | WILKINS | 720A | PVB | 0.750 | 3648403 | LEFT CENTER OF MODEL 3297 RAVELLO DR
5562 | RIVERSIDE DR | 43017 | Not Required by DOW | 1033296 | WATTS | 800M4QT | PVB | 1.000 | 3649091 | RIGHT SIDE OF HOUSE 6053 DEER BLUFF PLACE
5562 | RIVERSIDE DR | 43017 | Not Required by DOW | 03891 | WATTS | 800M4QT | PVB | 1.000 | 3649806 | RIGHT SIDE OF HOUSE 6045DEER BLUFF PLACE
5562 | RIVERSIDE DR | 43017 | Not Required by DOW | 028438 | WATTS | 800M4QT | PVB | 1.000 | 3650327 | LEFT SIDE OF 3255 RIDGETOP LN
5562 | RIVERSIDE DR | 43017 | Not Required by DOW | T568924 | WATTS | 800M4QT | PVB | 0.750 | 3650887 | LEFT CENTER OF MODEL 6063 Borgata Way
5562 | RIVERSIDE DR | 43017 | Not Required by DOW | T568971 | WILKINS | 720A | PVB | 1.000 | 3650888 | LEFT CENTER OF MODEL 6080 Deer Bluff Place
5562 | RIVERSIDE DR | 43017 | Not Required by DOW | 7567726 | WILKINS | 720A | PVB | 1.000 | 3651272 | FRONT RIGHT SIDE 3305 RAVELLO DRIVE
5562 | RIVERSIDE DR | 43017 | Not Required by DOW | 1567791 | WILKINS | 720A | PVB | 1.000 | 3651276 | RIGHT SIDE 3289 RAVELLO DRIVE
5562 | RIVERSIDE DR | 43017 | Not Required by DOW | B037610 | WATTS | 800M4QT | PVB | 1.000 | 3651279 | RIGHT SIDE3296 WOLF RIDGE
5562 | RIVERSIDE DR | 43017 | Not Required by DOW | CAB28908 | WILKINS | 720A | PVB | 1.000 | 3651634 | 3327 WOLF RIDGE DR
5588 | RIVERSIDE DR | 43017 | Active | SD-1607 | WATTS | 957 | RP | 6.000 | 3639572 | IN HOTBOX AT PIT SW PROPERTY
5661 | RIVERSIDE DR | 43017- | Active | W279629 | WILKINS | 975XLBMS | RP | 1.000 | 67536 | OUTSIDE NORTH OF 6363 QUARRY LN IN GRASS AREA
6099 | RIVERSIDE DR | 43017-2004 | Active | 533669 | RAINBIRD | 150 | PVB | 1.500 | 95958 | FRONT RIGHT NE
6099 | RIVERSIDE DR | 43017-2004 | Active | 12469 | WATTS | 919QT | RP | 1.500 | 99517 | CRAWL SPACE BEHIND STAIRS
6125 | RIVERSIDE DR | 43017-2024 | Active | 19611 | WATTS | 009QT | RP | 1.000 | 69088 | AT WATER MTR. SE KITCHEN AT BACK DR
6161 | RIVERSIDE DR | 43017-5102 | Active | 742825 | WILKINS | 975 | RP | 2.000 | 69196 | LL North Mechanical / Water Meter Rm (119)
6170 | RIVERSIDE DR | 43017-1460 | Active | 857222 | WILKINS | 720A | PVB | 1.000 | 69246 | MECH ROOM BY METER
6221 | RIVERSIDE DR | 43017 | Active | 4530417 | WILKINS | 975XL | RP | 1.000 | 69411 | BASEMENT OF 6241
6221 | RIVERSIDE DR | 43017 | Due Install |  |  |  | RP | 6.000 | 3641107 | IN HOT BOX AFTER PIT
6221 | RIVERSIDE DR | 43017 | Active | F011304 | WILKINS | 720 | PVB | 1.000 | 3648921 | 6221 LEFT FRONT SPIGOT
6221 | RIVERSIDE DR | 43017 | Active | DL8460 | FEBCO | 765 | PVB | 1.000 | 3648929 | 6209 RIGHT FRONT SPIGOT
6221 | RIVERSIDE DR | 43017 | Active | 60756 | FEBCO | 765 | PVB | 1.250 | 3648930 | 6233 LEFT FRONT
6221 | RIVERSIDE DR | 43017 | Active | 589796 | WILKINS | 720 | PVB | 1.000 | 3648931 | 6253 RIGHT FRONT
6221 | RIVERSIDE DR | 43017 | Active | 159096 | WILKINS | 720 | PVB | 1.000 | 3648932 | 6265 RIGHT FRONT LOW
6221 | RIVERSIDE DR | 43017 | Active | T024041 | WILKINS | 720 | PVB | 1.000 | 3648933 | 6277 RIGHT FRONT LOW
6300 | RIVERSIDE DR | 43017 | Active | 434458 | WATTS | 909M1QT | RP | 1.500 | 96229 | BASEMENT MECH ROOM AT WATER METER
6300 | RIVERSIDE DR | 43017 | Active | J043438 | FEBCO | 825Y | RP | 1.000 | 99328 | OUTSIDE FURNACE ROOM
6400 | RIVERSIDE DR | 43017 | Active | H387480 | FEBCO | 765 | PVB | 0.750 | 91950 | BLDG "E" BACK OF BLDG -NE CORNER /BACK LEFT
6400 | RIVERSIDE DR | 43017 | Due Install |  |  |  | RP | 6.000 | 3638256 | IN HOT BOX AT PIT
6500 | RIVERSIDE DR | 43017-1464 | Removed | 84705REM | WATTS | 009QT | RP | 2.000 | 70123 | REMOVED-REAR OF BUILDING BY TRASH COMPACTOR
6500 | RIVERSIDE DR | 43017-1464 | Removed | 60701REM | AMES | 2000B | DC | 0.750 | 97680 | REMOVED-mechanical rm @ rear of tenant
6500 | RIVERSIDE DR | 43017-1464 | Removed | 169269REM | AMES | 3000SS | DCDA | 4.000 | 97681 | REMOVED-MECHANICAL RM @ REAR OF TENANT
6520 | RIVERSIDE DR | 43017-1464 | Active | RD-0574 | WATTS | 957 | RP | 4.000 | 3518186 | Mechanical - Riser Room 117 - Rear
6520 | RIVERSIDE DR | 43017-1464 | Active | 1910990217 | AMES | 3000SS | DCDA | 6.000 | 3622742 | Mechanical - Riser Room 117 - Rear
6520 | RIVERSIDE DR | 43017-1464 | Active | 26214 | WATTS | 007M1QT | DC | 0.750 | 3622743 | Mechanical - Riser Room 117 - Rear
6520 | RIVERSIDE DR | 43017-1464 | Not Required by DOW | 111403 | WATTS | LF009M2QT | RP | 1.000 | 3623042 | Mechanical - Riser Room 117 - Rear
6540 | RIVERSIDE DR | 43017-1464 | Active | QJ0112 | WATTS | 957 | RP | 4.000 | 3518195 | MID E MECHROOM AT WATER METER ALSO HWT ROOM
6540 | RIVERSIDE DR | 43017-1464 | Active | 1917880417 | AMES | 3000SS | DCDA | 6.000 | 3623070 | SE FIRE/RISER ROOM - OUTSIDE DR
6540 | RIVERSIDE DR | 43017-1464 | Active | 26648 | WATTS | 007M1QT | DC | 0.750 | 3623071 | SE FIRE/RISER ROOM - OUTSIDE DR
6540 | RIVERSIDE DR | 43017-1464 | Not Required by DOW | 12098 | WATTS | 919QT | RP | 1.250 | 3633275 | 8TH FLOOR MECH ROOM
6540 | RIVERSIDE DR | 43017-1464 | Not Required by DOW | 4320153 | WILKINS | 975XL2 | RP | 1.250 | 3633276 | BESIDE DOMESTIC WATER METER
6560 | RIVERSIDE DR | 43017 | Active | 9926C | WILKINS | 375AST | RP | 4.000 | 3622722 | Mechanical-Riser Rm North
6560 | RIVERSIDE DR | 43017 | Active | 1911030217 | AMES | 3000SS | DCDA | 6.000 | 3622723 | Mechanical-Riser Rm North
6560 | RIVERSIDE DR | 43017 | Active | 26303 | WATTS | 007M1QT | DC | 0.750 | 3622724 | Mechanical-Riser Room North
6635 | RIVERSIDE DR | 43017 | Active | 16770C | WILKINS | 375AST | RP | 4.000 | 3648591 | MECH ROOM BSMNT OF PAVILION-SERV GARAGE AT WATER METER "THE VAULT"
6720 | RIVERSIDE DR | 43017-9503 | Active | QA-0452 | WATTS | 957 | RP | 4.000 | 3618692 | South Exterior Door - Riser Rm - Thru Electrical Rm
6720 | RIVERSIDE DR | 43017-9503 | Active | QE-1852 | WATTS | 957 | RP | 4.000 | 3619740 | South Exterior Door - Riser Rm - Thru Electrical Rm
6720 | RIVERSIDE DR | 43017-9503 | Active | 1878580316 | AMES | 3000SS | DCDA | 6.000 | 3619741 | South Exterior Door - Riser Rm - Thru Electrical Rm
6720 | RIVERSIDE DR | 43017-9503 | Active | 25309 | WATTS | 007M1QT | DC | 0.750 | 3619742 | South Exterior Door - Riser Rm - Thru Electrical Rm
6720 | RIVERSIDE DR | 43017-9503 | Not Required by DOW | 56009 | WATTS | 919QT | RP | 1.000 | 3619743 | South Exterior Door - Riser Rm - Thru Electrical Rm
6720 | RIVERSIDE DR | 43017-9503 | Not Required by DOW | 65413 | WATTS | LF919QT | RP | 0.750 | 3622734 | IN BACK OF BLDG LT OF REAR EXIT DOOR RM #123
6720 | RIVERSIDE DR | 43017-9503 | Not Required by DOW | 70896 | WATTS | 919QT | RP | 0.750 | 3626494 | 6640 2ND FL STORAGE ABOVE CEILING BACK SIDE PUBLIC RESTRMS
6924 | RIVERSIDE DR | 43017-9519 | Active | 3073612 | WILKINS | 975XL | RP | 0.750 | 97313 | BACK AT WATER METER WASHER/DRYER ROOM MOP SINK
7049 | RIVERSIDE DR | 43016 | Active | 98509 | WATTS | 919QT | RP | 0.750 | 3656210
7304 | RIVERSIDE DR | 43016-8219 | Active | 431915 | WATTS | LF009M3QT | RP | 0.750 | 3655693 | BASEMENT LAUNDRY ROOM. NORTH WALL
7377 | RIVERSIDE DR | 43016 | Active | 18984 | WATTS | 009M2QT | RP | 1.500 | 3604255 | HOT BOX AT ENTRANCE AT WTR METER FAC DEVICE
7377 | RIVERSIDE DR | 43016 | Active | 38309 | WATTS | 919AQT | RP | 1.000 | 3608137 | HOT BOX @ ENTRANCE TO PARK PK & REC DEVICE
7575 | riverside dr |  | NULL | [5 empty] | 3659568
7591 | riverside dr | [7 empty] | 3659637
7721 | Riverside Dr |  | No service by DOW | CH1964 | FEBCO | 765 | PVB | 0.750 | 3603863
7955 | RIVERSIDE DR | 43016-8234 | Removed | A65036REM | WATTS | 009M3QT | RP | 0.750 | 93300 | IN UTILITY ROOM AT METER
7955 | RIVERSIDE DR | 43016-8234 | Active | AJAK7777 | WILKINS | 375 XL | RP | 0.750 | 3655136 | IN UTILITY ROOM OFF OF GARAGE
8159 | RIVERSIDE DR | 43065 | Active | CAA54822 | WILKINS | 720A | PVB | 0.750 | 3518203 | LEFT SIDE
5350 | RIVERSIDE DR BLDG A | 43220-1700 | Not Required by DOW | 238561 | APOLLO/CONBRACO | RP40 | RP | 2.000 | 66712 | ROUGH GREEN HOUSE LOCATED IN THE SE CORNER
5350 | RIVERSIDE DR BLDG A | 43220-1700 | Active | ACL6306 | WILKINS | 975XL2 | RP | 1.500 | 3632472 | NEXT TO METER
5350 | RIVERSIDE DR BLDG B | 43220-1700 | Active | W069394 | WILKINS | 975 | RP | 1.500 | 66713 | PUMP HOUSE IN GREEN HOUSE
3544 | RIVERSIDE DR UNIT A | 43221-1729 | Active | 537055 | WATTS | 909QT | RP | 1.000 | 61025 | MID MECH/HWT/COMPRESSOR ROOM AT WATER METER
6000 | RIVERSIDE DR UNIT A | 43017-1492 | Removed | 06782REM | WATTS | 007QT | DC | 1.500 | 68556 | ***REMOVED** CEILING IN OFFICE HALL WAY
6000 | RIVERSIDE DR UNIT A | 43017-1492 | Not Required by DOW | 278120 | WILKINS | 975 | RP | 1.000 | 68557 | 8' ABOVE FLOOR ADJACENT TO CIRCUT BOXES E SIDE OF ROOM
6000 | RIVERSIDE DR UNIT A | 43017-1492 | Not Required by DOW | 280529 | WILKINS | 975 | RP | 2.000 | 68558 | 2ND FLOOR - A WING (NORTH)
6000 | RIVERSIDE DR UNIT A | 43017-1492 | Not required by DOW | 3201261 | WILKINS | 975 | RP | 2.000 | 68559 | 2ND FLOOR -- B WING (SOUTH) TRASH CHUTE
6000 | RIVERSIDE DR UNIT A | 43017-1492 | Not required by DOW | 30980 | WILKINS | 975 | RP | 3.000 | 68560 | B WING BOILER ROOM
6000 | RIVERSIDE DR UNIT A | 43017-1492 | Removed | W035970REM | WILKINS | 720A | PVB | 1.500 | 68562 | REMOVED-8'ABOVE FLOOR IN CLOSET IN KITCHEN OF MEADOWS COMPLEX
6000 | RIVERSIDE DR UNIT A | 43017-1492 | Not required by DOW | 368520 | WATTS | 909M1QT | RP | 1.500 | 68563 | ENTRANCE WAY TO NEW HEALTH CARE (ABOVE CEILING)
6000 | RIVERSIDE DR UNIT A | 43017-1492 | Not Required by DOW | 374119 | WATTS | 909HWM1QT | RP | 2.000 | 68564 | MAUVE HALL CLOSET BY 29
6000 | RIVERSIDE DR UNIT A | 43017-1492 | Removed | N7085REM | FEBCO | 825Y | RP | 2.000 | 68565 | ***REMOVED***SOUTH OF BOCCE BALL COURT SUROUNDED BY BUSHES
6000 | RIVERSIDE DR UNIT A | 43017-1492 | Not Required by DOW | 4872143 | WILKINS | 975XL2 | RP | 0.750 | 68566 | MEADOWS MECH RM BEHIND BOILERS ON CENTER OF E WALL 6' ABOVE FLOO
6000 | RIVERSIDE DR UNIT A | 43017-1492 | Not Required by DOW | 845032 | WATTS | 009QT | RP | 2.000 | 68567 | EMERGENCY GENERATOR ROOM, E WALL 2' ABOVE FLOOR
6000 | RIVERSIDE DR UNIT A | 43017-1492 | Removed | 3947881REM | WILKINS | 975XL2 | RP | 2.000 | 68568 | BACK UP GENERATOR ROOM BEHIND GENERATOR ON E WALL
6000 | RIVERSIDE DR UNIT A | 43017-1492 | Not Required by DOW | B09180 | WILKINS | 975 | RP | 3.000 | 68570 | B WING MECHANICAL ROOM
6000 | RIVERSIDE DR UNIT A | 43017-1492 | Not Required by DOW | B09181 | WILKINS | 975 | RP | 3.000 | 68571 | EMERGENCY GENERATOR ROOM
6000 | RIVERSIDE DR UNIT A | 43017-1492 | Not Required by DOW | B09182 | WILKINS | 975 | RP | 3.000 | 68572 | A-WING Ashrun South A1 Hallway
6000 | RIVERSIDE DR UNIT A | 43017-1492 | Not Required by DOW | 06512 | WATTS | 919QT | RP | 1.000 | 89945 | ASHRUN ADDITION/MECH ROOM 8' OFF FLOOR
6000 | RIVERSIDE DR UNIT A | 43017-1492 | Not required by DOW | W035970 | WILKINS | 720A | PVB | 0.500 | 3607755 | 8' ABOVE FL IN CLOSET IN KITCHEN -MEADOWS COMPLEX
6000 | RIVERSIDE DR UNIT A | 43017-1492 | Not Required by DOW | 74953 | WATTS | LF919QT | RP | 1.000 | 3619801 | ASHRUN CHILLER HEAT PUMP ROOM
6000 | RIVERSIDE DR UNIT A | 43017-1492 | Active | VI-0161 | WATTS | 957 | RP | 8.000 | 3619907 | METER HOUSE AT RIVERSIDE GREEN ENTRANCE
6000 | RIVERSIDE DR UNIT A | 43017-1492 | Not required by DOW | QD-0448 | WATTS | 957 | RP | 4.000 | 3619908 | METER HOUSE AT RIVERSIDE GREEN ENTRANCE -IRRIGATION
6000 | RIVERSIDE DR UNIT A | 43017-1492 | Not Required by DOW | LB-0793 | AMES | COLT 500-GV | RPDA | 2.500 | 3622862 | SPRINKLER, GREEN HALL CLST #1 & #2
6000 | RIVERSIDE DR UNIT A | 43017-1492 | Not Required by DOW | 29016 | WATTS | 919QT | RP | 0.750 | 3622866 | SPRINKLER DETECTOR, GREEN HALL CLST #1 & #2
6000 | RIVERSIDE DR UNIT A | 43017-1492 | Not Required by DOW | 4236842 | WILKINS | 975 | RP | 2.000 | 3623035 | 6772 BIRCHTON POINT DR
6000 | RIVERSIDE DR UNIT A | 43017-1492 | Not Required by DOW | 4289201 | WILKINS | 975 | RP | 2.000 | 3623036 | 6741 BIRCHTON POINT DR FRONT MECH ROOM
6000 | RIVERSIDE DR UNIT A | 43017-1492 | Not Required by DOW | 4233968 | WILKINS | 975 | RP | 2.000 | 3623037 | 6758 BIRCHTON POINT DR
6000 | RIVERSIDE DR UNIT A | 43017-1492 | Not Required by DOW | 4236838 | WILKINS | 975 | RP | 2.000 | 3623038 | 6766 BIRCHTON POINT DR
6000 | RIVERSIDE DR UNIT A | 43017-1492 | Not Required by DOW | 178594 | AMES | 2000SS | DC | 4.000 | 3623123 | 6772 BIRCHTON POINT DR, SE CORNER LOWER LEVEL
6000 | RIVERSIDE DR UNIT A | 43017-1492 | Not Required by DOW | 1787800417 | AMES | 2000SS | DC | 4.000 | 3623124 | 6766 BIRCHTON POINT DR, NW CORNER 1ST FL RISER RM
6000 | RIVERSIDE DR UNIT A | 43017-1492 | Not Required by DOW | 036578 | WATTS | LF909QT | RP | 0.750 | 3629462
6000 | RIVERSIDE DR UNIT A | 43017-1492 | Removed | RH1744REM | WATTS | 957 | RP | 3.000 | 3629463
6000 | RIVERSIDE DR UNIT A | 43017-1492 | Removed | RA2358REM | WATTS | 957 | RP | 3.000 | 3629464
6000 | RIVERSIDE DR UNIT A | 43017-1492 | Not Required by DOW | 037888 | WATTS | LF909QT | RP | 0.750 | 3629465
6000 | RIVERSIDE DR UNIT A | 43017-1492 | Not Required by DOW | 08365 | WATTS | LF909M1QT | RP | 1.500 | 3629466
6000 | RIVERSIDE DR UNIT A | 43017-1492 | Not Required by DOW | 08245 | WATTS | LF909M1QT | RP | 1.500 | 3629467
6000 | RIVERSIDE DR UNIT A | 43017-1492 | Not Required by DOW | 173751 | WATTS | LF009QT | RP | 0.500 | 3632444
6000 | RIVERSIDE DR UNIT A | 43017-1492 | Not Required by DOW | 175832 | WATTS | LF009QT | RP | 0.500 | 3632445
6000 | RIVERSIDE DR UNIT A | 43017-1492 | Not Required by DOW | 6415C | WILKINS | 375AST | RP | 3.000 | 3639622 | MEAD PHYS THERAPY ROOM. 8' ABOVE FLOOR
6000 | RIVERSIDE DR UNIT A | 43017-1492 | Not Required by DOW | 210255 | WATTS | 909 | RP | 4.000 | 3639623 | KINSALE ROOM A WING N END Ashrun North
6000 | RIVERSIDE DR UNIT A | 43017-1492 | Not Required by DOW | 049491 | WATTS | LF909QT | RP | 1.000 | 3646506 | LOWER LEVEL MECH ROOM
6000 | RIVERSIDE DR UNIT A | 43017-1492 | Not Required by DOW | J18731 | WILKINS | 350 | DC | 6.000 | 3652085 | Unit A in Kinsale room Closet
6000 | RIVERSIDE DR UNIT B | 43017-1492 | Not required by DOW | W035919 | WILKINS | 720A | PVB | 0.500 | 68561 | 8' ABOVE FL IN CLOSET IN KITCHEN -MEADOWS COMPLEX
6000 | RIVERSIDE DR UNIT B | 43017-1492 | Active | B09154 | WILKINS | 975 | RP | 4.000 | 68569 | ACCT "B" MEADOWS BLDG WTR METER CLOSET-OFF PHYS THERAPY RM 8' HIGH AT WTR MTR
1800 | RIVERSIDE DR UNIT EAST | 43212-1855 | Not Required by DOW | ED2448 | FEBCO | 765 | PVB | 1.000 | 56208 | HEALTH CARE CENTER - NORTH
1800 | RIVERSIDE DR UNIT EAST | 43212-1855 | Not Required by DOW | 226262 | WATTS | 009QT | RP | 0.500 | 56212 | 1870 BOILER ROOM (ABOVE BOILER)
1800 | RIVERSIDE DR UNIT EAST | 43212-1855 | Not Required by DOW | 59829REM | WATTS | 009M2QT | RP | 1.000 | 56215 | 1874 BLDG BOILER ROOM
1800 | RIVERSIDE DR UNIT EAST | 43212-1855 | Removed | 59853REM | WATTS | 009QT | RP | 1.000 | 56216 | REMOVED-BOILER ROOM 1868
1800 | RIVERSIDE DR UNIT EAST | 43212-1855 | Not Required by DOW | 49180REM | WATTS | 009QT | RP | 0.500 | 56218 | BOILER ROOM IN 1864
1800 | RIVERSIDE DR UNIT EAST | 43212-1855 | Not Required by DOW | 64131 | WATTS | 009QT | RP | 0.500 | 56219 | BOILER ROOM IN 1872
1800 | RIVERSIDE DR UNIT EAST | 43212-1855 | Not Required by DOW | HC95499 | FEBCO | 765-1 | PVB | 1.000 | 56287 | IN GUARD SHACK AT ENTRANCE
1800 | RIVERSIDE DR UNIT EAST | 43212-1855 | Not Required by DOW | T239680 | WILKINS | 720 A | PVB | 0.750 | 56462 | 1872 OUTSIDE WEST WALL OF BOILER ROOM
1800 | RIVERSIDE DR UNIT EAST | 43212-1855 | Not Required by DOW | U05279 | WILKINS | 350 | DC | 8.000 | 89222 | 1ST FLOOR FIRE PUMP ROOM
1800 | RIVERSIDE DR UNIT EAST | 43212-1855 | Not Required by DOW | 1017440406 | WATTS | 994 | RP | 6.000 | 89242 | sprinkler pump mech room
1800 | RIVERSIDE DR UNIT EAST | 43212-1855 | Removed | 60039REM | WATTS | 009QT | RP | 0.750 | 91518 | 1862 BOILER ROOM REMOVED
1800 | RIVERSIDE DR UNIT EAST | 43212-1855 | Not Required by DOW | A10376 | WATTS | 009M2QT | RP | 2.000 | 93414 | INSIDE PARKING GARAGE MECHANICAL ROOM
1800 | RIVERSIDE DR UNIT EAST | 43212-1855 | Removed | 433095REM | WATTS | 909M1QT | RP | 2.000 | 93415 | REMOVED-FIRE PUMP ROOM
1800 | RIVERSIDE DR UNIT EAST | 43212-1855 | Not Required by DOW | A06163 | WATTS | 009M2QT | RP | 1.000 | 93416 | ENVIRONMENTAL RM BY DOCK
1800 | RIVERSIDE DR UNIT EAST | 43212-1855 | Not Required by DOW | 434253 | WATTS | 909M1QT | RP | 2.000 | 93417 | POOL MECH ROOM BOTTOM
1800 | RIVERSIDE DR UNIT EAST | 43212-1855 | Not Required by DOW | 2310943 | WILKINS | 975XLBMS | RP | 2.000 | 95855 | GARAGE FURNACE ROOM - 1804 MAXFIELD
1800 | RIVERSIDE DR UNIT EAST | 43212-1855 | Not Required by DOW | 2372559 | WILKINS | 975XLBMS | RP | 2.000 | 96695 | GARAGE FURNACE ROOM - 1808 MAXFIELD DR
1800 | RIVERSIDE DR UNIT EAST | 43212-1855 | Not Required by DOW | W306974 | WILKINS | 975XLBMS | RP | 2.000 | 96696 | GARAGE FURNACE ROOM - 1807 MAXFIELD DR
1800 | RIVERSIDE DR UNIT EAST | 43212-1855 | Replaced | REPF027812 | WILKINS | 720A | PVB | 0.750 | 98488 | REPLACED- NORTH SIDE OF 1807 MAXFIELD DR
1800 | RIVERSIDE DR UNIT EAST | 43212-1855 | Not Required by DOW | 433899 | WATTS | 909M1QT | RP | 2.000 | 99378 | POOL MECHANICAL ROOM (TOP)
1800 | RIVERSIDE DR UNIT EAST | 43212-1855 | Not Required by DOW | 369712 | WATTS | 009QT | RP | 0.500 | 100765 | 1868 BOILER ROOM
1800 | RIVERSIDE DR UNIT EAST | 43212-1855 | Not Required by DOW | 30407 | WATTS | 919AQT | RP | 1.000 | 100850 | 1858 MAXFIELD DR IN GARAGE BESIDE HOT WATER TANK
1800 | RIVERSIDE DR UNIT EAST | 43212-1855 | Not Required by DOW | 01291 | AMES | 2000B | DC | 1.500 | 100958 | GARAGE MECHANIC ROOM 1835 MAXFIELD
1800 | RIVERSIDE DR UNIT EAST | 43212-1855 | Not Required by DOW | 01288 | AMES | 2000B | DC | 1.500 | 100959 | 1844 Maxfield GARAGE MECHANIC ROOM
1800 | RIVERSIDE DR UNIT EAST | 43212-1855 | Not Required by DOW | 01287 | AMES | 200B | DC | 1.500 | 100960 | 1841 Maxfield Dr GARAGE MECHANIC ROOM
1800 | RIVERSIDE DR UNIT EAST | 43212-1855 | Not Required by DOW | 01276 | AMES | 2000B | DC | 1.500 | 100961 | 1854 Maxfield Dr GARAGE MECHANIC ROOM
1800 | RIVERSIDE DR UNIT EAST | 43212-1855 | Not Required by DOW | 01277 | AMES | 2000B | DC | 1.500 | 100962 | 1858 Maxfield Dr GARAGE MECHANIC ROOM
1800 | RIVERSIDE DR UNIT EAST | 43212-1855 | Not Required by DOW | 01299 | AMES | 2000B | DC | 1.500 | 100963 | 1850 Maxfield Dr GARAGE MECHANIC ROOM
1800 | RIVERSIDE DR UNIT EAST | 43212-1855 | Not Required by DOW | 15624 | WATTS | 919QT | RP | 1.500 | 102319 | 1812 MAXFIELD DR MECHANIC RM IN CLOSET METER
1800 | RIVERSIDE DR UNIT EAST | 43212-1855 | Not Required by DOW | 37315 | WATTS | 919AQT | RP | 1.000 | 102320 | 1817 MAXFIELD DR MECHANIC RM IN CLOSET AT METER
1800 | RIVERSIDE DR UNIT EAST | 43212-1855 | Not Required by DOW | 01316 | AMES | 2000B | DC | 1.500 | 102321 | 1812 MAXFIELD GARAGE
1800 | RIVERSIDE DR UNIT EAST | 43212-1855 | Not Required by DOW | 01314 | AMES | 2000B | DC | 1.500 | 102322 | 1817 MAXFIELD DR GARAGE
1800 | RIVERSIDE DR UNIT EAST | 43212-1855 | Not Required by DOW | 13429 | WATTS | 919QT | RP | 1.500 | 102323 | 1844 MAXFIELD DR, GARAGE CLOSET/FURNACE
1800 | RIVERSIDE DR UNIT EAST | 43212-1855 | Not Required by DOW | 635605 | WATTS | 909QT | RP | 1.000 | 102325 | 1841 MAXFIELD DR GARAGE CLOSET
1800 | RIVERSIDE DR UNIT EAST | 43212-1855 | Not Required by DOW | 01286 | AMES | 200B | DC | 1.500 | 102326 | 1847 MAXFIELD DR GARAGE CLOSET
1800 | RIVERSIDE DR UNIT EAST | 43212-1855 | Not Required by DOW | 32037 | WATTS | 919AQT | RP | 1.000 | 102327 | 1850 MAXFIELD DR GARAGE MEHCHANICAL ROOM
1800 | RIVERSIDE DR UNIT EAST | 43212-1855 | Not Required by DOW | 30378 | WATTS | 919AQT | RP | 1.000 | 102328 | 1854 MAXFIELD DR, GARAGE MEHCHANICAL ROOM
1800 | RIVERSIDE DR UNIT EAST | 43212-1855 | Not Required by DOW | 631960 | WATTS | 909QT | RP | 1.000 | 102330 | 1835 MAXFIELD DR MECHANICAL CLOSET IN GARAGE UNIT
1800 | RIVERSIDE DR UNIT EAST | 43212-1855 | Not Required by DOW | 631335 | WATTS | 909QT | RP | 1.000 | 102331 | 1847 MAXFIELD DR MECHANICAL CLOSET IN GARAGE UNIT
1800 | RIVERSIDE DR UNIT EAST | 43212-1855 | Not Required by DOW | 4761343 | WILKINS | 975XL2 | RP | 1.500 | 103191 | 1818 MAXFIELD DR IN MECHANICAL ROOM IN GARAGE
1800 | RIVERSIDE DR UNIT EAST | 43212-1855 | Not Required by DOW | 15785 | WATTS | 919QT | RP | 1.500 | 103192 | 1824 MAXFIELD DR IN MECHANICAL ROOM IN GARAGE
1800 | RIVERSIDE DR UNIT EAST | 43212-1855 | Not Required by DOW | 16570 | WATTS | 919QT | RP | 1.500 | 103193 | 1838 MAXFIELD DR IN MECHANICAL ROOM IN GARAGE
1800 | RIVERSIDE DR UNIT EAST | 43212-1855 | Not Required by DOW | 27896 | AMES | 2000B | DC | 1.500 | 3351162 | 1824 MAXFIELD, GARAGE FURNACE ROOM
1800 | RIVERSIDE DR UNIT EAST | 43212-1855 | Not Required by DOW | 27965 | AMES | 2000B | DC | 1.500 | 3351163 | 1818 MAXFIELD, GARAGE FURNACE ROOM
1800 | RIVERSIDE DR UNIT EAST | 43212-1855 | Not Required by DOW | 27972 | AMES | 2000B | DC | 1.500 | 3351164 | 1838 MAXFIELD, GARAGE FURNACE ROOM
1800 | RIVERSIDE DR UNIT EAST | 43212-1855 | Not Required by DOW | 4854017 | WILKINS | 975XL2 | RP | 1.500 | 3351165 | 1830 MAXFIELD, GARAGE FURNACE ROOM
1800 | RIVERSIDE DR UNIT EAST | 43212-1855 | Not Required by DOW | 13408 | AMES | 4000B | RP | 2.000 | 3610065 | BEHIND 1808 MAXFIELD IN HOT BOX
1800 | RIVERSIDE DR UNIT EAST | 43212-1855 | Not Required by DOW | 13434 | AMES | 4000B | RP | 2.000 | 3610066 | N ENTRANCE OF MANOR HOMES MAXFIELD IN HOT BOX
1800 | RIVERSIDE DR UNIT EAST | 43212-1855 | Not Required by DOW | T206220 | WILKINS | 720A | PVB | 0.750 | 3610163 | NORTH SIDE OF 1807 MAXFIELD DR
1800 | RIVERSIDE DR UNIT EAST | 43212-1855 | Active | UL-2831 | AMES | COLT 400 | RP | 6.000 | 3633586 | METER VAULT- REAR OF 1818 MAXFIELD DR
1800 | RIVERSIDE DR UNIT EAST | 43212-1855 | Active | UE-1207 | AMES | COLT 400 | RP | 6.000 | 3633587 | HOT BOX OFF RIVERSIDE DR
1800 | RIVERSIDE DR UNIT EAST | 43212-1855 | LPS - Active |  |  |  | LPC |  | 3633588 | DOMESTIC PUMP - FIRE PUMP ROOM
1800 | RIVERSIDE DR UNIT EAST | 43212-1855 | Not Required by DOW | 318894 | WATTS | LF009MBQT | RP | 0.750 | 3649972 | CEILING OF TRASH ROOM
1800 | RIVERSIDE DR UNIT EAST | 43212-1855 | Not Required by DOW | 1993910820 | AMES | 3000SS | DCDA | 6.000 | 3650182 | PARKING GARAGE METER ROOM
1800 | RIVERSIDE DR UNIT EAST | 43212-1855 | Not Required by DOW | 30648 | WATTS | 007M1QT | DC | 0.750 | 3650183 | PARKING GARAGE METER ROOM
1800 | RIVERSIDE DR UNIT EAST | 43212-1855 | Not Required by DOW | 1777751 | WATTS | LF009M2QT | RP | 2.000 | 3650232
3260 | RIVERSIDE GREEN | 43017-1671 | Not Required by DOW | 58361 | WATTS | 909QT | RP | 0.750 | 60326 | MECHANICAL ROOM
3260 | RIVERSIDE GREEN | 43017-1671 | Active | RB-0241 | WATTS | 757 | DC | 6.000 | 3621189 | RIVERSIDE BOILER ROOM AT WATER METER -TOP DEVICE FOR FIRE LINE
3260 | RIVERSIDE GREEN | 43017-1671 | Active | RA-2416 | WATTS | 957 | RP | 4.000 | 3621190 | BOILER ROOM AT WATER METER -BOTTOM
1 | RIVERSIDE PLZ | 43215-2355 | Active | 163425 | WATTS | 909 | RP | 3.000 | 53507 | BASEMENT MAIN PUMP ROOM
1 | RIVERSIDE PLZ | 43215-2355 | Active | 247364 | WATTS | 909 | RP | 6.000 | 53508 | BASEMENT-MAIN PUMP ROOM
1 | RIVERSIDE PLZ | 43215-2355 | Active | NE663 | CONBRACO | 4020002 | RP | 3.000 | 90934 | BASEMENT CONDENSOR PUMP ROOM
1 | RIVERSIDE PLZ | 43215-2355 | Active | 0203406 | HERSEY/GRINNELL | 6CMDA | RPDA | 6.000 | 94647 | BASEMENT
1 | RIVERSIDE PLZ | 43215-2355 | Active | 1077610720 | AMES | 5000SS | RPDA | 6.000 | 3641404 | FIRE METER IN THE GARAGE
1 | RIVERSIDE PLZ | 43215-2355 | Active | 37266 | WATTS | 919QT | RP | 2.000 | 3648718 | PENTHOUSE EXHAUST MECH ROOM
1 | RIVERSIDE PLZ | 43215-2355 | Active | 15044 | AMES | 4000B | RP | 0.750 | 3649013 | FIRE METER IN THE GARAGE - 3/4" SIDE CAR
1 | RIVERSIDE PLZ | 43215-2355 | LPS - Active |  |  |  | LST |  | 3655353 | FIRE PUMP - FIRE PUMP ROOM
3 | RIVERVAIL DR | 43221-5628 | Active | T424509 | WILKINS | 720A | PVB | 0.750 | 3518357 | Right side of house
515 | RIVERVIEW DR | 43202-1607 | Replaced | REPPH434 | CONBRACO | 4020302 | RP | 0.500 | 98828 | REPLACED- FIRST FLOOR MECHANIC ROOM
515 | RIVERVIEW DR | 43202-1607 | Active | 07039 | WATTS | 919 | RP | 0.500 | 3611943 | IN ROOM (BOILER) INSIDE COURTYARD
580 | RIVERVIEW DR | 43202-1602 | Active | 27506 | WATTS | 919 | RP | 2.000 | 3518375 | AT METER
580 | RIVERVIEW DR | 43202-1602 | Active | 189810 | AMES | 3000SS | DCDA | 3.000 | 3622621 | SPRINKLER RISER ROOM NE
580 | RIVERVIEW DR | 43202-1602 | Active | 77191 | AMES | 2000B | DC | 0.750 | 3622622 | SPRINKLER RISER ROOM NE
81 | RIVERVIEW PARK DR | 43214-2022 | Active | VAA2798 | WILKINS | 720A | PVB | 0.750 | 73300 | RIGHT SIDE OF HOME
17 | RIVERVIEW PARK DR | 43214-2023 | Active | A008674 | WILKINS | 720A | PVB | 0.750 | 91227 | FRONT OF HOUSE
177 | RIVERVIEW PARK DR | 43214-2023 | Active | F082552 | WILKINS | 720A | PVB | 0.750 | 99991 | SOUTH SIDE OF GARAGE
205 | RIVERVIEW PARK DR | 43214-2023 | Active | G204861 | WILKINS | 720A | PVB | 0.750 | 91865 | RIGHT SIDE
219 | RIVERVIEW PARK DR | 43214-2023 | Active | T042244 | WILKINS | 720A | PVB | 0.750 | 100885 | FRONT LEFT CORNER
378 | RIVERWATCH LN | 43221-4943 | Replaced | REPBL5522 | FEBCO | 765 | PVB | 0.750 | 61766 | REPLACED- LEFT HAND SIDE
3780 | RIVERWATCH LN | 43221-4943 | Active | BK8225 | FEBCO | 765 | PVB | 0.750 | 3609955 | LEFT HAND SIDE
3786 | RIVERWATCH LN | 43221-4943 | Active | CA1054 | FEBCO | 765 | PVB | 0.750 | 61778 | LH SIDE
3792 | RIVERWATCH LN | 43221-4943 | Active | CD5189 | FEBCO | 765 | PVB | 0.750 | 61785 | RIGHT CORNER OF HOUSE
3800 | RIVERWATCH LN | 43221-4943 | Active | H02226 | FEBCO | 860 | RP | 0.750 | 61812 | RIGHT HAND SIDE
3806 | RIVERWATCH LN | 43221-4943 | Active | BC1322 | FEBCO | 765 | PVB | 0.750 | 61829 | NORTH SIDE, FRONT CORNER
3818 | RIVERWATCH LN | 43221-4943 | Active | F16540 | FEBCO | 765 | PVB | 1.000 | 61864 | LEFT SIDE OF HOUSE
3824 | RIVERWATCH LN | 43221-4943 | Active | HH06137 | FEBCO | 765-1 | PVB | 1.000 | 61873 | OUTSIDE
3830 | RIVERWATCH LN | 43221-4943 | Active | H055633 | FEBCO | 765 | PVB | 0.750 | 61891 | OUTSIDE
3836 | RIVERWATCH LN | 43221-4943 | Active | CB016834 | WILKINS | 720A | PVB | 0.750 | 61904 | RIGHT HAND SIDE
4363 | RIVERWAY CT | 43054-9677 | Active | T060790 | WILKINS | 720A | PVB | 1.000 | 63815 | NORTH SIDE/FRONT CORNER
4364 | RIVERWAY CT | 43054-9677 | Active | DD8410 | FEBCO | 765 | PVB | 1.000 | 63818 | RIGHT REAR OF HOUSE--SE SIDE
4375 | RIVERWAY CT | 43054-9677 | Active | 94257 | WATTS | 800M4QT | PVB | 1.000 | 63837 | EAST SIDE
4376 | RIVERWAY CT | 43054-9677 | Active | hc01945 | FEBCO | 765 | PVB | 1.000 | 63840 | SIDE OF HOUSE
4384 | RIVERWAY CT | 43054-9677 | Active | 148751 | WILKINS | 720A | PVB | 0.750 | 63855 | RIGHT SIDE OF HOUSE - OUTSIDE
4385 | RIVERWAY CT | 43054-9677 | Active | T386180 | WILKINS | 720 | PVB | 0.750 | 63856 | FRONT MIDDLE
4709 | RIVERWOOD DR | 43026-5705 | Active | T441544 | WILKINS | 720A | PVB | 0.750 | 3518483 | LEFT FRONT
4716 | RIVERWOOD DR | 43026-5704 | Active | CB000407 | WILKINS | 720A | PVB | 0.750 | 3518484 | LEFT SIDE
4736 | RIVERWOOD DR | 43026-5704 | Active | 257916 | WATTS | 800QT | PVB | 0.750 | 87444 | FRONT LEFT OF HOUSE
4744 | RIVERWOOD DR | 43026-5704 | Replaced | REPDJ8879 | FEBCO | 765 | PVB | 0.750 | 64934 | REPLACED- SW SIDE OF HOUSE
4744 | RIVERWOOD DR | 43026-5704 | Active | CB603003 | WILKINS | 720A | PVB | 0.750 | 3610207 | SW SIDE OF HOUSE
4749 | RIVERWOOD DR | 43026-5705 | Active | F021263 | WILKINS | 720A | PVB | 0.750 | 97733 | LEFT SIDE OF HOUSE
4754 | RIVERWOOD DR | 43026-5704 | Active | H517474 | FEBCO | 765 | PVB | 0.750 | 95290 | LEFT SIDE OF HOUSE
4764 | RIVERWOOD DR | 43026-5704 | Active | G281042 | Wilkins | 720A | PVB | 1.000 | 64978 | RIGHT SIDE OF HOUSE
4791 | RIVERWOOD DR | 43026-5705 | Active | CB653196 | WILKINS | 720A | PVB | 0.750 | 65061 | LEFT SIDE OF HOUSE
4797 | RIVERWOOD DR | 43026-5705 | Active | A00125 | FEBCO | 765 | PVB | 1.000 | 65074 | FRONT OF HOUSE
1450 | ROADS END PL | 43209-2841 | Active | CB856923 | WILKINS | 720A | PVB | 1.000 | 3518497
1475 | ROADS END PL | 43209-2841 | Active | 82608 | WATTS | 919QT | RP | 0.750 | 55100 | LEFT SIDE OF FRONT DOOR
758 | ROBBINS WAY | 43085- | Active | J179820 | FEBCO | 825Y | RP | 1.000 | 72271 | IN FRONT OF NORTH ENTRANCE WALL
758 | ROBBINS WAY | 43085- | Active | 4372970 | WILKINS | 975XL | RP | 1.000 | 3659449 | N ENTRANCE WALL
779 | ROBBINS WAY | 43085-1911 | Removed | CB549716REM | WILKINS | 720A | PVB | 1.000 | 72808 | FRONT LEFT IN COVE BEHIND STEPS & GAS METER BY REMOTES
786 | ROBBINS WAY | 43085-2958 | Active | 4475399 | WILKINS | 975 | RP | 1.000 | 72928 | FRONT OF HOUSE
797 | ROBBINS WAY | 43085-1911 | Removed | 23432REM | FEBCO | 825YA | RP | 1.000 | 73081 | LEFT SIDE OF HOUSE
809 | ROBBINS WAY | 43085-2967 | Active | H123005 | FEBCO | 765 | PVB | 1.000 | 73290 | FRONT OF HOUSE RIGHT OF FRONT DOOR
823 | ROBBINS WAY | 43085-2967 | Active | AD4783 | FEBCO | 765 | PVB | 0.750 | 73571 | LEFT SIDE
830 | ROBBINS WAY | 43085-2958 | Active | 30329 | FEBCO | 765 | PVB | 1.000 | 73659 | WEST SIDE OF FRONT DOOR
835 | ROBBINS WAY | 43085-2967 | Active | A083648 | WILKINS | 720A | PVB | 0.750 | 88691 | LEFT SIDE CENTER
847 | ROBBINS WAY | 43085-2967 | Active | A083450 | WILKINS | 720A | PVB | 0.750 | 88026 | LEFT SIDE OF HOUSE
861 | ROBBINS WAY | 43085-2967 | Active | CAB61618 | WILKINS | 720A | PVB | 1.000 | 74117 | LT SIDE OF HSE
873 | ROBBINS WAY | 43085-2967 | Active | 46339 | FEBCO | 765 | PVB | 1.000 | 74227 | OUTSIDE
880 | ROBBINS WAY | 43085- | Active | W115494 | WILKINS | 975XLBMS | RP | 1.000 | 74309 | 10 FEET NE OF METER POST AT 880 ROBBINS WAY
897 | ROBBINS WAY | 43085-2967 | Active | H142737 | FEBCO | 765 | PVB | 1.000 | 74429 | LEFT SIDE OF HSE
911 | ROBBINS WAY | 43085-2967 | Active | 16013 | FEBCO | 765 | PVB | 1.000 | 74556 | RIGHT SIDE OF HOUSE
918 | ROBBINS WAY | 43085-2958 | Active | H632737 | FEBCO | 765 | PVB | 0.750 | 74594 | SE CORNER BY GARAGE DOOR (FRONT)
940 | ROBBINS WAY | 43085-2958 | Active | 119335 | WATTS | 800M4FR | PVB | 0.750 | 74716 | FRONT RIGHT OFFSET
941 | ROBBINS WAY | 43085-2967 | Active | 201576 | WATTS | 800QT | PVB | 0.750 | 74721 | REAR OF HOUSE OUTSIDE
949 | ROBBINS WAY | 43085-2967 | Active | 16172 | FEBCO | 765 | PVB | 1.000 | 74751 | BACK SIDE OF HOUSE IN CORNER BY PATIO
250 | ROBERTS CT | 43026 | Active | 1867480715 | AMES | 3000SS | DCDA | 4.000 | 3615191 | MECHANICAL ROOM
2500 | ROBERTS CT | 43026 | Active | 74859 | AMES | 2000B | DC | 0.750 | 3615198 | MECHANICAL ROOM
2500 | ROBERTS CT | 43026 | Active | 028858 | WATTS | LF009M2QT | RP | 1.500 | 3615244 | MECHANICAL ROOM
2500 | ROBERTS CT | 43026 | Not Required by DOW | 031775 | WATTS | 009 | RP | 2.000 | 3615245 | MECHANICAL ROOM
2525 | ROBERTS CT | 43026-7202 | Active | 03401 | AMES | 2000B | DC | 0.750 | 58544 | METER ROOM
2525 | ROBERTS CT | 43026-7202 | Active | 3E03130 | AMES | 3000SS | DCDA | 4.000 | 58545 | METER ROOM
2525 | ROBERTS CT | 43026-7202 | Active | 757049 | WILKINS | 975XL | RP | 1.000 | 58546 | METER ROOM
2540 | ROBERTS CT | 43026- | Active | 108495 | WATTS | 709QT-FDA | DCDA | 6.000 | 58588 | IN PIT ON NORTH SIDE OF CIRCLE DRIVE-FRONT OF 2561 BLDG
2540 | ROBERTS CT | 43026- | Active | 7892 | WATTS | 007M2QT | DC | 0.750 | 87473 | PIT IN FRONT OF COMPLEX
2540 | ROBERTS CT | 43026- | Due Install |  |  |  | RP | 3.000 | 3657516 | METER IN PIT AT FRONT OF COMPLEX
4041 | ROBERTS RD | 43228-9536 | Not Required by DOW | 649315 | WATTS | 909HWQT | RP | 0.750 | 62739 | NORTH WALL-WEST END OF BUILDING
4041 | ROBERTS RD | 43228-9536 | Not Required by DOW | 340123 | WATTS | 909HWQT | RP | 1.000 | 62740 | BOILER ROOM -CENTER OF BUILDING
4041 | ROBERTS RD | 43228-9536 | Active | 061388 | WATTS | LF909QT | RP | 1.000 | 62741 | N/W CORNER OF BUILDING
4041 | ROBERTS RD | 43228-9536 | Not Required by DOW | 342312 | WATTS | 909HWQT | RP | 0.750 | 62742 | BOILER ROOM - EAST SIDE OF BUILDING
4041 | ROBERTS RD | 43228-9536 | Not Required by DOW | 210795 | WATTS | LF009M3QT | RP | 0.750 | 90928 | CHILLER ROOM-SOUTH SIIDE OF BUILDING
4041 | ROBERTS RD | 43228-9536 | Not Required by DOW | 210795 | WATTS | LF009M3QT | RP | 0.750 | 3644836 | CHILLER ROOM S SIDE
4041 | ROBERTS RD | 43228-9536 | Active | 198530220 | AMES | 3000SS | DCDA | 6.000 | 3644837
4041 | ROBERTS RD | 43228-9536 | Active | 29859 | WATTS | 007M2QT | DC | 0.750 | 3652037
4061 | ROBERTS RD | 43228-9536 | Active | 1328420304 | AMES | 3000SS | DCDA | 6.000 | 62799 | METER ROOM
4061 | ROBERTS RD | 43228-9536 | Active | 179908 | WATTS | 009M3QT | RP | 0.750 | 62800 | AT WATER METER
4061 | ROBERTS RD | 43228-9536 | Active | 60550 | WATTS | 007M1QT | DC | 0.750 | 62801 | METER ROOM
4100 | ROBERTS RD | 43228-9610 | Active | 19293C | WILKINS | 375AST | RP | 3.000 | 62910 | WATER METER ROOM SOUTHEAST CORNER OF OFFICE ADDITION
4100 | ROBERTS RD | 43228-9610 | Not Required by DOW | 595349 | WATTS | 009QT | RP | 1.000 | 62911 | 2ND FLOOR MECHANICAL ROOM
4100 | ROBERTS RD | 43228-9610 | Active | 3043B | WILKINS | 350ASTDA | DCDA | 6.000 | 3611493 | RISER ROOM
4100 | ROBERTS RD | 43228-9610 | Active | 4043812 | WILKINS | 950XLD | DC | 0.750 | 3611494 | RISER ROOM
4160 | ROBERTS RD | 43228-9610 | Active | ALA20600 | WILKINS | 975XL3 | RP | 0.750 | 3518582 | SW CORNER OF GARAGE
4199 | ROBERTS RD | 43228-9611 | Active | 52549 | WATTS | LF009M3QT | RP | 0.750 | 3518584 | INSIDE MECH ROOM AT METER
4199 | ROBERTS RD | 43228-9611 | Active | VA-0713 | AMES | 300-GV | DCDA | 6.000 | 3648313 | HOTBOX - FIRE METER
4199 | ROBERTS RD | 43228-9611 | Active | 62726 | AMES | 2000BME | DC | 0.750 | 3648314 | HOTBOX - FIRE METER SIDE CAR
4223 | ROBERTS RD | 43228-9611 | Due Install |  |  |  | RP | 1.000 | 3518585
4255 | ROBERTS RD | 43228-9611 | Active | W236290 | WILKINS | 975 | RP | 2.000 | 63430 | MECH ROOM
4255 | ROBERTS RD | 43228-9611 | Not Required by DOW | W236354 | WILKINS | 975XLBMS | RP | 2.000 | 75030 | MECH ROOM
4300 | ROBERTS RD | 43228-9495 | Due Install |  |  |  | RP | 1.500 | 3518586
4300 | ROBERTS RD | 43228-9495 | Due Install |  |  |  | DCDA | 8.000 | 3650348
4400 | ROBERTS RD | 43228-9670 | Active | ABX7891 | WILKINS | 975XL | RP | 1.000 | 63926 | IN BATHROOM AT WATER METER.
4410 | ROBERTS RD | 43228-9670 | Inactive | 127643 | FEBCO | 825YA | RP | 1.500 | 63963 | CAR WASH IN MECHANICAL ROOM ON WEST END
4410 | ROBERTS RD | 43228-9670 | Inactive | 200001631 | WATTS | 009QT | RP | 1.500 | 63964 | IN MECHANICAL ROOM ON WEST END--SERIAL #16311
4451 | ROBERTS RD | 43228-9253 | Active | 062816 | WATTS | 009M2QT | RP | 1.500 | 64064 | HOT WATER BOILER ROOM
4451 | ROBERTS RD | 43228-9253 | Not Required by DOW | 695640 | WILKINS | 975 | RP | 1.500 | 64065 | MECHANICAL ROOM AREA ABOVE MAIN WATER METER AND BACKFLOW
4660 | ROBERTS RD | 43228-9671 | Active | 24460 | WATTS | 009QT | RP | 1.500 | 64717 | MECHANICAL ROOM IN BASEMENT
4660 | ROBERTS RD | 43228-9671 | Not Required by DOW | WW583483 | WILKINS | 720A | PVB | 1.500 | 64718 | BESIDE ENTRANCE TO BUILDING--IRRIGATION
4701 | ROBERTS RD | 43228-9642 | Active | 328145 | WATTS | LF009M2QT | RP | 1.000 | 3518588 | EAST WALL IN WAREHOUSE
4701 | ROBERTS RD | 43228-9642 | Active | YJ-1421 | AMES | COLT 300-GV | DCDA | 8.000 | 3658509
4701 | ROBERTS RD | 43228-9642 | Active | 79447 | AMES | 2000BM3 | DC | 0.750 | 3658510
4791 | ROBERTS RD | 43228-9037 | Active | 325563 | WATTS | LF009M2QT | RP | 1.000 | 3518591
4791 | ROBERTS RD | 43228-9037 | Active | YK-0377 | AMES | COLT 300GV | DCDA | 8.000 | 3652365
4791 | ROBERTS RD | 43228-9037 | Active | 79272 | AMES | 2000BM3 | DC | 0.750 | 3658536
4800 | ROBERTS RD | 43228-9791 | Active | 14228 | WILKINS | 375ADA | RPDA | 4.000 | 65103 | MAIN PLANT BY GUARD AREA - N END BLDG.
4800 | ROBERTS RD | 43228-9791 | Active | LI0039 | WATTS | 957 | RP | 3.000 | 65104 | FRONT BLDG BOILER ROOM
4800 | ROBERTS RD | 43228-9791 | Active | LJ1845 | WATTS | 957 | RP | 3.000 | 65105 | FRONT OFFICE BOILER ROOM
4800 | ROBERTS RD | 43228-9791 | Not Required by DOW | 431992 | WATTS | 909M1QT | RP | 1.500 | 65107 | FRONT OFFICE BOILER ROOM
4800 | ROBERTS RD | 43228-9791 | Not Required by DOW | 19685 | WILKINS | 375AST | RP | 2.500 | 100673 | POWER HOUSE
4800 | ROBERTS RD | 43228-9791 | Active | 184993 | AMES | 3000SS | DCDA | 8.000 | 3607446 | EAST PUMP ROOM
4800 | ROBERTS RD | 43228-9791 | Active | 73313 | AMES | 2000B | DC | 0.750 | 3607447 | MECHANICAL ROOM
4800 | ROBERTS RD | 43228-9791 | LPS - Active |  |  |  | LST |  | 3658971 | FIRE PUMP - MECHANICAL ROOM
4801 | ROBERTS RD | 43228-9496 | Active | 134658 | WATTS | 009M2QT | RP | 2.000 | 65110 | ON EAST SIDE OF BUILDING AT WATER METER
4801 | ROBERTS RD | 43228-9496 | Active | 2F01171 | AMES | 2000SS | DC | 6.000 | 65111 | IN SIDE SPRINKLER
4881 | ROBERTS RD | 43026 | Active | 258364 | WATTS | LFOO9M2QT | RP | 2.000 | 3656636 | HOT BOX NW CORNER OF PROP
4950 | ROBERTS RD | 43026-7430 | Active | A74243 | WATTS | 009M2QT | RP | 1.000 | 65491 | EAST WALL OF MECH ROOM
4961 | ROBERTS RD | 43026-8129 | Removed | 173686REM | WATTS | 009M2 | RP | 0.750 | 65512 | Stock Room
4961 | ROBERTS RD | 43026-8129 | Active | 423829 | WATTS | 909QT | RP | 1.000 | 65513 | Stock Room
4969 | ROBERTS RD | 43026 | Active | 14925 | WATTS | 919QT | RP | 1.500 | 101693 | REAR OF BUILDING @ METER IN SW CORNER
4969 | ROBERTS RD | 43026 | Not Required by DOW | 3631482 | WILKINS | 975XL2 | RP | 1.000 | 102940 | IN REAR BY WATER METER TIM HORTONS
4980 | ROBERTS RD | 43026-9746 | Active | 537541 | WILKINS | 975 | RP | 0.750 | 65538 | EQUIPMENT ROOM AT METER
4980 | ROBERTS RD | 43026-9746 | Active | 559911 | WILKINS | 975 | RP | 2.000 | 65539 | EQUIPMENT ROOM ST METER
4983 | ROBERTS RD | 43026-8129 | Active | H07063 | FEBCO | 825Y | RP | 0.750 | 65542 | MEN'S RESTROOM AFTER MAIN STOP
4990 | ROBERTS RD | 43026-9746 | Active | 31873 | WATTS | 009M2QT | RP | 1.500 | 65559 | NW CORNER OF BUILDING FIRE PROTECTION ROOM - PUMP ROOM (SERIAL #3DN1873)
5015 | ROBERTS RD | 43026-9630 | Active | 60576 | WATTS | LF919QT | RP | 1.000 | 96546 | RESTROOM WITH METER
5051 | ROBERTS RD | 43026 | Active | 1728583 | WILKINS | 975XL | RP | 1.500 | 65865 | CARRY OUT BACKROOM EAST WALL/ SE CORNER
5099 | ROBERTS RD | 43026- | Removed | 10649REM | WATTS | 919QT | RP | 1.500 | 65994 | MECH ROOM AT CAR WASH ON SITE
5099 | ROBERTS RD | 43026- | Due Install |  |  |  | RP | 8.000 | 3639137
5099 | ROBERTS RD | 43026- | Active | ACS9901 | WILKINS | 975XL2 | RP | 1.500 | 3654290 | MECH ROOM AT CAR WASH ON SITE
5211 | ROBERTS RD | 43026- | Active | 058675 | WATTS | LF800M4QT | PVB | 0.750 | 66424 | 2500 CRYSTAL SRINGS DR, RIGHT SIDE OF CLUBHOUSE AT POOL. BY E SIDE DOOR
5301 | ROBERTS RD | 43026 | Active | A08385 | WATTS | 009M3QT | RP | 0.750 | 95890 | AT FRONT OF BLDG IN BASEMENT
5309 | ROBERTS RD | 43026-8250 | Active | 4896074 | wilkins | XLTCU | RP | 0.750 | 3649074 | MECH ROOM AT WATER METER
5378 | ROBERTS RD | 43026-9753 | Active | 1364890904 | AMES | 3000SS | DCDA | 6.000 | 66756 | RISER ROOM IN RETAIL SIDE
5378 | ROBERTS RD | 43026-9753 | Active | 1743194 | WILKINS | 975XL | RP | 1.500 | 66757 | WATER ROOM WEST OF DRUG MART
5378 | ROBERTS RD | 43026-9753 | Active | 62914 | WATTS | 007M1QT | DC | 0.750 | 66758 | RISER ROOM RETAIL SIDE
5382 | ROBERTS RD | 43026-9753 | Active | W246567 | WILKINS | 975XL | RP | 1.250 | 66767 | 5382 ROBERTS RD, RISER ROOM
5419 | ROBERTS RD | 43026-8252 | Active | YF-2868 | WATTS | 957 | RP | 3.000 | 66876 | WEST SIDE OF BIG LOTS METER ROOM RISER RM
5419 | ROBERTS RD | 43026-8252 | Not Required by DOW | 71659 | WATTS | 919AQT | RP | 0.750 | 3604197 | PEDICURE CHAIR, JANITOR'S CLOSET IN UNIT 5405
5419 | ROBERTS RD | 43026-8252 | Not Required by DOW | 71590 | WATTS | 919AQT | RP | 0.750 | 3609566 | PEDICURE CHAIR, JANITOR CLOSET
5419 | ROBERTS RD | 43026-8252 | Active | YF-1617 | AMES | COLT 300AGV | DCDA | 6.000 | 3644578 | IN METER VAULT LEFT OF DRIVE AT SW CORNER OF PROP OFF OF HILLIARD ROME RD
5419 | ROBERTS RD | 43026-8252 | Active | 78083 | AMES | 2000BM3 | DC | 0.750 | 3658454 | IN METER VAULT LEFT OF DRIVE AT SW CORNER OF PROP OFF OF HILLIARD ROME RD
5500 | ROBERTS RD | 43026-9761 | Active | 288026 | WATTS | 009M2QT | RP | 2.000 | 67103 | MECHANICAL ROOM (WEST)
5511 | ROBERTS RD | 43026-9795 | Active | 35126 | WATTS | 009M2QT | RP | 0.750 | 67137 | IN BATHROOM AT METER
5511 | ROBERTS RD | 43026-9795 | Active | 12273B | WILKINS | 350ASTDA | DCDA | 4.000 | 3633501 | NEXT TO FIRE SPRINKLER SYSTEM
5511 | ROBERTS RD | 43026-9795 | Active | HC-19491 | WILKINS | 950 | DC | 0.750 | 3640901
5575 | ROBERTS RD | 43026- | Due Install |  |  |  | RP | 3.000 | 3518604
5575 | ROBERTS RD | 43026- | Due Install |  |  |  | DCDA | 6.000 | 3649894
6248 | ROBERTS RD | 43026 | Active | ABA95958 | WILKINS | 975XL2 | RP | 0.750 | 3657446 | BASEMENT
6474 | ROBERTS RD | 43026 | Active | N1106141135 | FEBCO | 860 | RP | 4.000 | 101827 | 6373 MEADOWS WAY, HOT BOX N SIDE ROBERTS RD 500' E ALTON DARBY CR RD
6474 | ROBERTS RD | 43026 | Active | H010076 | FEBCO | 805Y | DC | 0.750 | 101828 | 6373 MEADOWS WAY SIDE CAR TO 8" W OF HOT BOX ABOUT 5' UNDERGROUNG MTR PIT
6474 | ROBERTS RD | 43026 | Active | N1102250853 | FEBCO | 856 | DCDA | 8.000 | 101829 | 6373 MEADOWS WAY, W OF HOT BOX BY ABOUT 5' IN UNDERGROUND METER PIT
6474 | ROBERTS RD | 43026 | Not Required by DOW | 13928 | WATTS | 919AQT | RP | 1.500 | 102178 | 6373 MEADOWS WAY, MECHANICAL ROOM IN CLUB HOUSE
6474 | ROBERTS RD | 43026 | Due Install |  |  |  | RPDA | 8.000 | 3658533
37 | ROBINWOOD AVE | 43213-6703 | Active | 4995503 | WILKINS | 975 | RP | 1.000 | 3518670
47 | ROBINWOOD AVE | 43213 | Active | UG-1054 | AMES | COLT-400 | RP | 4.000 | 3647193 | HOTBOX OFF ROBINWOOD AVE
47 | ROBINWOOD AVE | 43213 | Active | UD-0359 | AMES | COLT-GV500 | RPDA | 6.000 | 3647194 | HOTBOX OFF ROBINWOOD AVE - FIRE SYSTEM
47 | ROBINWOOD AVE | 43213 | Active | 85658 | WATTS | LF 919-QT | RP | 0.750 | 3647195 | HOTBOX OFF ROBINWOOD AVE - FIRE SYSTEM BYPASS
47 | ROBINWOOD AVE | 43213 | Not Required by DOW | 98954 | WATTS | LF919QT | RP | 0.750 | 3649188 | CLUBHOUSE MECH ROOM
52 | ROBINWOOD AVE | 43213-1786 | Due Install |  |  |  | RP | 1.500 | 3518672
52 | ROBINWOOD AVE | 43213-1786 | Due Install |  |  |  | DCDA | 6.000 | 3650413
14 | ROBINWOOD AVE | 43213-1708 | Due Install |  |  |  | RP |  | 3518678
901 | ROBINWOOD AVE | 43213-1781 | Active | 4830824 | WILKINS | 975 | RP | 1.500 | 3518815 | AT METER
911 | ROBINWOOD AVE | 43213-1783 | Active | AC41417 | WILKINS | 975 | RP | 1.500 | 3518816 | AT METER
921 | ROBINWOOD AVE | 43213-6706 | Active | B249277 | WILKINS | 375 | RP | 1.500 | 3518817 | AT METER
941 | ROBINWOOD AVE | 43213-6709 | Active | 4844301 | WILKINS | 975XL2 | RP | 1.500 | 3518818
951 | ROBINWOOD AVE | 43213-6707 | Active | 4830859 | WILKINS | 975 | RP | 1.500 | 3518819 | AT METER
971 | ROBINWOOD AVE | 43213-6708 | Active | 4844297 | WILKINS | 975 | RP | 1.500 | 3518820 | AT METER
586 | ROCHE DR | 43229-3275 | Active | JH-0901 | WATTS | 957 | RP | 3.000 | 99138 | MECHANIC ROOM
5861 | ROCHE DR | 43229-3275 | Active | JI-0745 | AMES | 3000GDCDA | DCDA | 6.000 | 99139 | RISER ROOM
5861 | ROCHE DR | 43229-3275 | Active | 16324 | AMES | 2000B | DC | 0.750 | 99140 | RISER ROOM
3599 | ROCHFORT BRIDGE DR | 43221-4580 | Active | T337278 | WILKINS | 720A | PVB | 0.750 | 3519079 | LEFT SIDE OF HOUSE
8842 | ROCK DOVE RD | 43035-7232 | Replaced | REP693088 | WATTS | 800M4FR | PVB | 1.000 | 97690 | replaced- right side front
8842 | ROCK DOVE RD | 43035-7232 | Removed | REMOVED T201332 | WILKINS | 720A | PVB | 1.000 | 3608322 | RIGHT SIDE
3138 | ROCK FENCE DR | 43221-4726 | Active | T655479 | WILKINS | 720A | PVB | 1.000 | 60034 | RIGHT SIDE OF HOUSE
234 | ROCKBROOK CROSSING AV | 43119-8141 | Active | 4601215 | WILKINS | 975XL | RP | 0.750 | 3600036 | IN BASEMENT AT WATER BACK UP SUMP PUMP
627 | ROCKLAND DR | 43017-1732 | Active | A215966 | WILKINS | 720A | PVB | 1.000 | 69541 | LEFT SIDE MIDDLE
3444 | ROCKPOINTE CT | 43221-4948 | Active | F17752 | FEBCO | 765 | PVB | 1.000 | 60753 | LEFT FRONT
3452 | ROCKPOINTE CT | 43221-4948 | Active | FA3556 | FEBCO | 765 | PVB | 1.000 | 60783 | RIGHT SIDE OF HOUSE
3453 | ROCKPOINTE CT | 43221-4948 | Active | 817164 | WILKINS | 720A | PVB | 0.750 | 60784 | BACK LEFT HAND SIDE
3803 | ROCKPOINTE DR | 43221-4949 | Active | AD9444 | FEBCO | 765 | PVB | 0.750 | 61826 | LEFT SIDE OF HOUSE
3808 | ROCKPOINTE DR | 43221-4950 | Active | H025945 | FEBCO | 765 | PVB | 0.750 | 101958 | LEFT CENTER BEHIND BUSHES
3814 | ROCKPOINTE DR | 43221-4950 | Active | 817219 | WILKINS | 720A | PVB | 1.000 | 61855 | NORTH SIDE LEFT FRONT
3822 | ROCKPOINTE DR | 43221-4950 | Active | GO45253 | WILKINS | 720A | PVB | 0.750 | 61871 | RIGHT SIDE FRONT
3833 | ROCKPOINTE DR | 43221-4949 | Active | HL06531 | FEBCO | 765-1 | PVB | 1.000 | 61900 | RIGHT FRONT
1168 | ROCKPORT LN | 43235-4040 | Active | 124738 | WILKINS | 420 | PVB | 1.000 | 54126 | FRONT OF HOUSE, LEFT OF FRONT DOOR
1171 | ROCKPORT LN | 43235-4040 | Active | 278292 | WATTS | 800CMQT | PVB | 0.750 | 54141 | FRONT OF HOUSE RIGHT FRONT DOOR
5524 | ROCKPORT RD | 43235-4043 | Active | 816426 | WILKINS | 720A | PVB | 0.750 | 67166 | FRONT OF HOUSE RIGHT OF FRONT DOOR
5401 | ROCKWOOD RD | 43229-4323 | Active | 24370 | FEBCO | 765 | PVB | 1.000 | 91909 | FRONT OF HOUSE
5445 | ROCKWOOD RD | 43229-4323 | Active | H687706 | FEBCO | 765 | PVB | 0.750 | 102875 | FRONT RIGHT
5825 | ROCKY RILL RD | 43235-3309 | Active | A133936 | WILKINS | 720A | PVB | 0.750 | 88605 | LEFT SIDE OF HOUSE
5917 | ROCKY RILL RD | 43235-3309 | Active | HF40049 | FEBCO | 765 | PVB | 0.750 | 94392 | FRONT OF HOUSE LEFT FRONT DOOR
5975 | ROCKY RILL RD | 43235-3309 | Active | T034289 | WILKINS | 720A | PVB | 0.750 | 100342 | RIGHT FRONT SIDE CORNER OF HOUSE
6033 | ROCKY RILL RD | 43235-3308 | Active | CB485722 | WILKINS | 720A | PVB | 1.000 | 101409 | LEFT FRONT
1361 | ROHR RD | 43137 | Active | VK-0842 | AMES | 400 | RP | 3.000 | 3653785
1361 | ROHR RD | 43137 | Active | WC-1165 | AMES | 300GV | DCDA | 10.000 | 3653786
1361 | ROHR RD | 43137 | Active | 69026 | AMES | 2000BM3 | DC | 0.750 | 3653787
1361 | ROHR RD | 43137 | LPS - Active |  |  |  | LST |  | 3653850 | FIRE PUMP - FIRE PUMP ROOM (1533)
2525 | ROHR RD | 43125 | Active | 1158330901 | AMES | 3000SS | DCDA | 8.000 | 58547 | N METER PIT
2525 | ROHR RD | 43125 | Active | 1289722 | WILKINS | 975 | RP | 1.500 | 58548 | MTR RM W SIDE OF BLDG TOWARDS FRONT
2525 | ROHR RD | 43125 | Active | 201013 | WATTS | 909 | RP | 4.000 | 58553 | METER ROOM WEST SIDE OF BUILDING TOWARDS FRONT
2525 | ROHR RD | 43125 | Active | 21907 | AMES | 2000B | DC | 0.750 | 58554 | N METER PIT
2605 | ROHR RD | 43137 | Active | 1218200802 | AMES | 3000SS | DCDA | 4.000 | 58739 | WEST SIDE MECHANICAL ROOM
2605 | ROHR RD | 43137 | Not Required by DOW | 000233 | WATTS | 800M4QT | PVB | 1.500 | 58740 | 2345 ROHR RD, SOUTH WALL OUTSIDE
2605 | ROHR RD | 43137 | Active | 26612 | AMES | 2000B | DC | 0.750 | 58742 | WEST SIDE MECH ROOM
2605 | ROHR RD | 43137 | Removed | 46055REM | WATTS | 007QT | DC | 0.500 | 58743 | REMOVED-LAB AREA
2605 | ROHR RD | 43137 | Active | 87165 | WATTS | 009M2QT | RP | 1.500 | 58744 | 2345 ROHR RD, MECH ROOM SOUTHWALL CENTER OF BUILDING
2605 | ROHR RD | 43137 | Removed | 121889REM | WATTS | 009M3QT | RP | 0.750 | 91176 | REMOVED- LAB AREA
2605 | ROHR RD | 43137 | Not Required by DOW | 617416 | WATTS | 909QT | RP | 1.000 | 99437 | 2345 ROHR RD, IN THE AR WATER PLANT RACK
2605 | ROHR RD | 43137 | Removed | A047866REM | WILKINS | 375 | RP | 0.750 | 99614 | REMOVED - 2345 ROHR RD, ROBOT 4
2605 | ROHR RD | 43137 | Removed | A091056REM | WILKINS | 375 | RP | 0.750 | 99615 | REMOVED - 2345 ROHR RD, ROBOT 1 AND 2
2605 | ROHR RD | 43137 | Not Required by DOW | A091052 | WILKINS | 375 | RP | 0.750 | 99616 | 2345 ROHR RD, IN BUILDING NEXT TO FINER
2605 | ROHR RD | 43137 | Not Required by DOW | A090998 | WILKINS | 375 | RP | 0.750 | 99617 | 2345 ROHR RD, BEHIND THE POLICHER WEST
2605 | ROHR RD | 43137 | Not Required by DOW | A091054 | WILKINS | 375 | RP | 0.750 | 99618 | 2345 ROHR RD, NEXT TO FINER 5
2605 | ROHR RD | 43137 | Removed | A090998REM | WILKINS | 375 | RP | 0.750 | 100773 | REMOVED-LAB AREA - 2345 ROHR RD
2605 | ROHR RD | 43137 | Not Required by DOW | 04887 | WATTS | 919 | RP | 0.500 | 104174 | POLISHER, CENTER PRODUCTION AREA
2605 | ROHR RD | 43137 | Not Required by DOW | 05342 | WATTS | 919 | RP | 0.500 | 104175 | POLISH/BAZZEL #1, CENTER PRODUCTION AREA
2605 | ROHR RD | 43137 | Not Required by DOW | 10828 | WATTS | 919 | RP | 0.500 | 3638559 | MAKE UP WATER ON DIRT TANK. IN CEILING ABOVE DOUBLE TANKS
2829 | ROHR RD | 43125-9432 | Not Required by DOW | UM430 | CONBRACO | 40207T2 | RP | 1.500 | 88325 | East WALL
2829 | ROHR RD | 43125-9432 | Not Required by DOW | WY030 | CONBRACO | 40207T2 | RP | 1.500 | 88346 | NEXT OT MAIN RISER INSIDE BLDG
2829 | ROHR RD | 43125-9432 | Active | 426681 | WATTS | 909M1QT | RP | 2.000 | 88403 | FIRE PUMP ROOM
2829 | ROHR RD | 43125-9432 | Active | 1445600805 | AMES | 3000SS | DCDA | 8.000 | 88405 | PUMP HOUSE
2829 | ROHR RD | 43125-9432 | Active | 45536 | AMES | 2000B | DC | 0.750 | 88407 | PUMP HOUSE
2829 | ROHR RD | 43125-9432 | Active | A00282 | AMES | 4000B M2 | RP | 1.000 | 99597 | INSIDE BUILDING ON SOUTH WALL NEXT TO DOOR #136
2850 | ROHR RD | 43125-9311 | Active | SF1257 | AMES | COLT-500GV | RPDA | 8.000 | 3633346 | South side of building along Rohr rd. / Hot Box
2850 | ROHR RD | 43125-9311 | Active | 100597 | WATTS | LF009M2QT | RP | 2.000 | 3633514 | South side of building along Rohr rd. / Hot Box
2850 | ROHR RD | 43125-9311 | Active | 75016 | WATTS | 919QT | RP | 0.750 | 3633516 | South side of building along Rohr rd. / Hot Box
2850 | ROHR RD | 43125-9311 | LPS - Active |  |  |  | LST |  | 3636683 | FIRE PUMP - EAST PUMP ROOM
2850 | ROHR RD | 43125-9311 | Active | B222939 | WILKINS | 375XL | RP | 1.500 | 3653336 | pump room
2859 | ROHR RD | 43125 | Not Required by DOW | ZT301 | CONBRACO | 4020702 | RP | 1.500 | 89544 | WEST WALL BY DEDUCT MTR N/E
2859 | ROHR RD | 43125 | Active | ZK791 | CONBRACO | 40208T2 | RP | 2.000 | 89545 | N/E BY DOOR 33, NORT WALL
3000 | ROHR RD | 43125-9372 | Active | 246145 | WATTS | LF009M2QT | RP | 1.000 | 3519777 | @ Water Meter
3000 | ROHR RD | 43125-9372 | Active | 35574R | WILKINS | 350 ASTDA | DCDA | 6.000 | 3651015 | MTR PIT
3000 | ROHR RD | 43125-9372 | Active | HC74377 | WILKINS | 950XLD | DC | 0.750 | 3656022 | MTR PIT
3099 | ROHR RD | 43125 | Active | QK-1944 | WATTS | 957 | RP | 3.000 | 3610001 | HOT BOX NE SIDE OF LOT
3099 | ROHR RD | 43125 | Active | 115835 | WATTS | 774 | DCDA | 8.000 | 3613334 | METER PIT NE OF BUILDING
3099 | ROHR RD | 43125 | Active | 20942 | WATTS | 007M2QT | DC | 0.750 | 3613335 | METER PIT NE OF BUILDING
3099 | ROHR RD | 43125 | Not Required by DOW | 23606 | WATTS | LF919 | RP | 2.000 | 3613336 | FIRE PUMP ROOM
3099 | ROHR RD | 43125 | Not Required by DOW | 145890 | WATTS | LF009M3QT | RP | 0.750 | 3621425 | NEXT TO SCRUBBER DUMP BETWEEN DOORS M029 & M030
3099 | ROHR RD | 43125 | LPS - Active |  |  |  | LST |  | 3632661 | FIRE BOOSTER PUMP
3219 | ROHR RD | 43125 | Active | 44063 | AMES | 2000BM3 | DC | 0.750 | 3618558 | METER PIT LEFT FRONT OF BUILDING
3219 | ROHR RD | 43125 | Active | QE-1239 | AMES | COLT 300GV | DCDA | 10.000 | 3618559 | METER PIT LEFT FRONT OF BUILDING
3219 | ROHR RD | 43125 | Active | RK-1746 | AMES | COLT 400 | RP | 3.000 | 3618560 | HOT BOX LEFT FRONT OF BUILDING
3219 | ROHR RD | 43125 | Not Required by DOW | 4276016 | WILKINS | 975XLTCU | RP | 2.000 | 3624757 | FIRE PUMP ROOM
3219 | ROHR RD | 43125 | Not Required by DOW | QF-2274 | WATTS | 957 | RP | 3.000 | 3624758 | FIRE PUMP ROOM
3219 | ROHR RD | 43125 | LPS - Active |  |  |  | LST |  | 3657240 | FIRE BOOSTER PUMP - PUMP ROOM
2047 | ROLLING MEADOWS DR | 43228-9539 | Active | 4347187 | WILKINS | 975XL | RP | 0.750 | 3519789 | BASEMENT @ SUMP PIT
9343 | ROMA DR | 43017 | Active | CB950212 | WILKINS | 720 | PVB | 0.750 | 3651178 | RIGHT FRONT
9349 | ROMA DR | 43017 | Active | T476401 | WILKINS | 720A | PVB | 0.750 | 3657454
9355 | ROMA DR | 43017 | Active | T478304 | WILKINS | 720A | PVB | 0.750 | 3658252 | LEFT OF FRONT DOOR
9361 | ROMA DR | 43017 | Active | CB994339 | WILKINS | 720 | PVB | 0.750 | 3650380 | RIGHT FRONT
9367 | ROMA DR | 43017 | Active | EAC6611 | WILKINS | 720 | PVB | 0.750 | 3655074 | Left front
3727 | ROMNAY RD | 43220-4877 | Active | 151917 | WILKINS | 420 | PVB | 1.000 | 61602 | RIGHT FRONT CORNER OF HOUSE
3741 | ROMNAY RD | 43220-4877 | Active | 634581 | RAINBIRD | 100 | PVB | 1.000 | 94393 | FRONT OF HOUSE
3469 | ROSBURG DR | 43228-7072 | Active | F021268 | WILKINS | 720A | PVB | 0.750 | 97773 | left side
3546 | ROSBURG DR | 43228-7089 | Active | T476617 | WILKINS | 720 | PVB | 0.750 | 3520051 | LEFT SIDE
5322 | ROSCOMMON RD | 43017 | Active | 902671 | WILKINS | 720A | PVB | 0.750 | 66658 | LEFT CENTER
5345 | ROSCOMMON RD | 43017 | Active | H668080 | FEBCO | 765 | PVB | 0.750 | 101178 | LEFT FRONT
721 | ROSE AVE | 43219-2522 | Active | ABA67247 | WILKINS | 975 | RP | 0.750 | 3520096 | AT WATER METER IN REAR UNIT
739 | ROSE AVE | 43219-2522 | Active | ALA22715 | WILKINS | 975XL3 | RP | 0.750 | 3520098 | UNDER WASH SINK
763 | ROSE AVE | 43219- | Active | 4467605 | WILKINS | 975XL2 | RP | 0.750 | 3641167 | NORTH WALL AT WATER METER
818 | ROSE AVE | 43219-2525 | Active | 465873 | WATTS | LF009M3QT | RP | 0.750 | 73473 | SE MOP SINK AREA AT WATER METER
824 | ROSE AVE | 43219-2525 | Active | 129482 | WATTS | LF009M3QT | RP | 0.750 | 73585 | NORTH WALL AT WATER METER
824 | ROSE AVE | 43219-2525 | Removed | REMAG824R | XX | XX | AG | 1.000 | 3629348 | ABOVE WATER TANK
638 | ROSE GARDEN DR | 43054 | Active | H663089 | FEBCO | 765 | PVB | 0.750 | 101363 | FRONT
60 | ROSE HILL RD | 43068 | Active | 12734 | WATTS | 009 | RP | 3.000 | 68510 | IN MECH ROOM NEXT TO METER
60 | ROSE HILL RD | 43068 | Active | 950918 | WILKINS | 975 | RP | 0.750 | 68511 | IN MECH ROOM ABOVE 3" RPZ
11 | ROSE HILL RD | 43068-1905 | Active | G241141 | WILKINS | 720A | PVB | 1.000 | 99609 | RIGHT SIDE OF HOUSE
1104 | ROSEBANK DR | 43235-2170 | Active | 302215 | WATTS | 800M4QT | PVB | 0.750 | 95365 | LEFT FRONT
1127 | ROSEBANK DR | 43235-2186 | Active | T181183 | WILKINS | 720 | PVB | 1.000 | 3520156 | RIGHT REAR
1173 | ROSEBANK DR | 43235-2187 | Active | 06613 | WATTS | 800M4QT | PVB | 0.750 | 92393 | FRONT OF HOUSE
1189 | ROSEBANK DR | 43235-2187 | Replaced | REP09006 | FEBCO | 765 | PVB | 1.000 | 54206 | REPLACED- LEFT FRONT
1189 | ROSEBANK DR | 43235-2187 | Active | T252114 | WILKINS | 720A | PVB | 1.000 | 3609963 | LEFT FRONT
1195 | ROSEBANK DR | 43235-2187 | Active | 337180 | WILKINS | 720A | PVB | 0.750 | 99538 | LEFT SIDE
1200 | ROSEBANK DR | 43235-5115 | Active | EAG2993 | WILKINS | 720A | PVB | 1.000 | 54276 | RIGHT SIDE OF HOUSE
1224 | ROSEBANK DR | 43235-5115 | Active | T178623 | WILKINS | 720A | PVB | 0.750 | 3520164 | FRONT LEFT SIDE OF PORCH
1240 | ROSEBANK DR | 43235-5115 | Active | 297956 | WILKINS | 720A | PVB | 0.750 | 94395 | RIGHT SIDE OF HOUSE
1248 | ROSEBANK DR | 43235-5115 | Active | 367486 | WILKINS | 720A | PVB | 1.000 | 94396 | RIGHT REAR OF HOUSE
1255 | ROSEBANK DR | 43235-5116 | Active | CAB30807 | WILKINS | 720A | PVB | 0.750 | 3520168 | Front
1256 | ROSEBANK DR | 43235-5115 | Active | 05995 | FEBCO | 765 | PVB | 1.000 | 54465 | RIGHT CENTER
1955 | ROSEBERY DR | 43220-3044 | Active | G050254 | WILKINS | 720A | PVB | 0.750 | 90871 | RIGHT SIDE
1978 | ROSEBERY DR | 43220-3045 | Active | H591133 | FEBCO | 765 | PVB | 1.000 | 96920 | RIGHT SIDE
2006 | ROSEBERY DR | 43220-3061 | Active | 955085 | WILKINS | 720A | PVB | 0.750 | 91995 | LEFT SIDE
2031 | ROSEBERY DR | 43220-3063 | Active | T578950 | WILKINS | 720A | PVB | 1.000 | 57075 | RIGHT REAR SW BY GAS METER
2040 | ROSEBERY DR | 43220-3062 | Active | 631853 | WATTS | 800M4QT | PVB | 1.000 | 91598 | FRONT JUST LEFT OF DOOR
5649 | ROSECLIFF DR | 43026-8831 | Active | C11937 | APOLLO | PVB4A | PVB | 1.000 | 94397 | LEFT FRONT
4948 | ROSEGATE CT | 43017 | Active | T264009 | WILKINS | 720A | PVB | 1.000 | 65473 | RIGHT REAR
4957 | ROSEGATE CT | 43017 | Active | FH2020 | FEBCO | 765 | PVB | 1.000 | 65503 | FRONT OF HOUSE
7249 | ROSEGATE PL | 43017-2142 | Active | 207547 | WATTS | 800M4FR | PVB | 0.750 | 71682 | LEFT FRONT
7250 | ROSEGATE PL | 43017 | Active | 91016 | WATTS | 800M2QT | PVB | 0.750 | 71687 | Back of house
7262 | ROSEGATE PL | 43017 | Active | 11958 | WATTS | 800M3QT | PVB | 0.750 | 94398 | BACK LEFT CORNER OF HOUSE
7265 | ROSEGATE PL | 43017-2142 | Active | EAK7239 | WILKINS | 720A | PVB | 0.750 | 3520273 | BACK OF HOUSE
7289 | ROSEGATE PL | 43017-2143 | Active | T055510 | WILKINS | 720A | PVB | 1.000 | 71751 | BACK OF HOUSE SOUTH WEST
7297 | ROSEGATE PL | 43017 | Active | 7275 | FEBCO | 765 | PVB | 0.750 | 71759 | FRONT OF HOUSE
7298 | ROSEGATE PL | 43017 | Active | H462514 | FEBCO | 765 | PVB | 1.000 | 71760 | RIGHT SIDE OF HOUSE
7302 | ROSEGATE PL | 43017 | Active | CB243432 | WILKINS | 720A | PVB | 1.000 | 3520276 | LEFT SIDE OF HOUSE
1001 | ROSEHILL RD | 43068-1901 | Active | 309848 | WATTS | 009M2 | RP | 1.000 | 3520280 | IN JANITORS CLOSET AT WATER METER OFF INTERIOR HALLWAY
4080 | ROSELEA PL | 43214-3069 | Not Required by DOW | 4375049 | WILKINS | 975XL | RP | 0.750 | 3520304 | MECHANICAL AREA
4080 | ROSELEA PL | 43214-3069 | Active | 44043 | WATTS | LF919QT | RP | 2.000 | 3635138 | MECH ROOM
4093 | ROSELEA PL | 43214-3013 | Active | CB030157 | WILKINS | 720A | PVB | 0.750 | 103585 | LEFT SIDE OF HOUSE
4048 | ROSELEA PL UNIT A | 43214-3014 | Inactive | 9911021003 | FEBCO | 880 | RP | 3.000 | 62757 | BEHIND SENIOR CENTER IN SHED
914 | ROSEMORE AVE | 43213 | Active | 62064 | WATTS | 919 | RP | 1.000 | 3624999 | AT WATER METER
914 | ROSEMORE AVE | 43213 | Active | 08427 | AMES | 2000B | DC | 0.500 | 3625006 | HOT BOX
914 | ROSEMORE AVE | 43213 | Active | 03360 | AMES | 3000BM1 | DCDA | 2.000 | 3625007 | HOT BOX
914 | ROSEMORE AVE | 43213 | Not Required by DOW | 019867 | AMES | 2000BM1-FP | DC | 1.250 | 3638760 | METER ROOM IN BATHROOM
679 | ROSEWELL LN | 43054-9488 | Active | CB481111 | WILKINS | 720A | PVB | 1.000 | 70695 | WEST SIDE OF HOUSE
6814 | ROSEWELL LN | 43054-9488 | Active | 229611 | WATTS | 800M4QT | PVB | 0.750 | 70751 | LEFT SIDE OF HOUSE
6830 | ROSEWELL LN | 43054-9488 | Active | 117475 | WILKINS | 420 | PVB | 1.000 | 70785 | NE SIDE
6848 | ROSEWELL LN | 43054-9488 | Active | EAD4178 | WILKINS | 720A | PVB | 0.750 | 70822 | LEFT SIDE OF HOUSE
6874 | ROSEWELL LN | 43054-9489 | Active | 572479 | WILKINS | 720A | PVB | 0.750 | 70869 | FRONT OF HOUSE
6892 | ROSEWELL LN | 43054-9489 | Active | G245733 | WILKINS | 720A | PVB | 1.000 | 70892 | BACK OF HOUSE
6918 | ROSEWELL LN | 43054-9490 | Removed | 813532REM | WILKINS | 720A | PVB | 0.750 | 70938 | ***REMOVED*** - Right side of house
6918 | ROSEWELL LN | 43054-9490 | Active | T258126 | WILKINS | 720A | PVB | 0.750 | 3624559 | RIGHT FRONT
6281 | ROSS BND | 43016-8590 | Active | CB547328 | WILKINS | 720A | PVB | 0.750 | 103928 | RIGHT SIDE
6289 | ROSS BND | 43016-8590 | Active | 119338 | WATTS | 800M2QT | PVB | 0.750 | 69565 | RIGHT FRONT
6296 | ROSS BND | 43016 | Active | AC5905 | FEBCO | 765 | PVB | 0.750 | 69579 | LEFT FRONT
6297 | ROSS BND | 43017- | Active | T387165 | WILKINS | 720 | PVB | 0.750 | 3586015 | RIGHT REAR
6320 | ROSS BND | 43016-8665 | Active | T415370 | WILKINS | 720A | PVB | 0.750 | 3584699 | LEFT CENTER
823 | ROSS RD | 43213-3008 | Active | 3629631 | WILKINS | 975 | RP | 1.500 | 101908 | BASEMENT NEXT TO METER
104 | ROSS RD | 43227-1261 | Active | AMA04548 | WILKINS | 975XL3 | RP | 1.500 | 3520584
1045 | ROSS RD | 43227-1261 | Not Required by DOW | AMA04548 | WILKINS | 975XL | RP |  | 3636564
6561 | ROTHBURY CT | 43017-9642 | Active | CB978532 | WILKINS | 720A | PVB | 0.750 | 100115 | RIGHT SIDE
6095 | ROTHCHESTER DR UNIT B | 43119- | Active | 584663 | WILKINS | 975 | RP | 0.750 | 68977 | ON S WALL E SIDE APPROX 5" FROM METER PIT
5816 | ROTHESAY CT | 43017-9447 | Active | H331683 | FEBCO | 765 | PVB | 1.000 | 94401 | BACK OF HOUSE WEST OF PATIO
5819 | ROTHESAY CT | 43017-9447 | Active | 22639 | WATTS | 800QT | PVB | 1.000 | 94402 | LEFT SIDE
5830 | ROTHESAY CT | 43017-9447 | Active | G281094 | WILKINS | 720A | PVB | 1.000 | 101114 | BACK OF HOUSE
5853 | ROTHESAY CT | 43017-9447 | Active | EAE8398 | WILKINS | 720A | PVB | 0.750 | 92880 | LEFT SIDE OF HOUSE
5642 | ROTHESAY DR | 43017-9448 | Active | H419147 | FEBCO | 765 | PVB | 0.750 | 91573 | rear of house
5679 | ROTHESAY DR | 43017-7612 | Active | H970984 | FEBCO | 765 | PVB | 0.750 | 87449 | LEFT SIDE OF HOUSE
5703 | ROTHESAY DR | 43017-9449 | Active | A10675 | FEBCO | 765 | PVB | 0.750 | 67673 | RT SIDE
5715 | ROTHESAY DR | 43017-9449 | Active | CAB79216 | WILKINS | 720A | PVB | 0.750 | 67702 | RIGHT CENTER
5745 | ROTHESAY DR | 43017-9449 | Active | T023953 | WILKINS | 720A | PVB | 1.000 | 91226 | back of house by ac
5791 | ROTHESAY DR | 43017-9449 | Active | 2776795 | WILKINS | 975XLBMS | RP | 1.000 | 91517 | BASEMENT SOUTH WEST CORNER IN CLOSET
5799 | ROTHESAY DR | 43017 | Active | 3258271 | WILKINS | 975XL | RP | 0.750 | 100760 | NE OF W ENTR AT GLICK 40' E ROTHSY CURB FORD BOX
643 | ROTHMOORE DR | 43119-8333 | Active | F136445 | WILKINS | 720A | PVB | 0.750 | 99968
602 | ROUND TOWER LN | 43017 | Active | T146619 | WILKINS | 720A | PVB | 0.750 | 3521081 | LEFT SIDE OF HOUSE FROM STREET
6068 | ROUND TOWER LN | 43017 | Active | H115913 | FEBCO | 765 | PVB | 0.750 | 68847 | OUTSIDE
6093 | ROUND TOWER LN | 43017 | Active | EAF4423 | ZURN | 720A | PVB | 0.750 | 68971 | RIGHT FRONT
6101 | ROUND TOWER LN | 43017 | Active | 828627 | WILKINS | 720A | PVB | 0.750 | 69011 | LT FRT CORNER
6108 | ROUND TOWER LN | 43017 | Active | 150092 | WILKINS | 720A | PVB | 0.750 | 94403 | RIGHT FRONT
6109 | ROUND TOWER LN | 43017-3452 | Active | T1594941 | WILKINS | 720A | PVB | 1.000 | 69028 | RIGHT HAND SIDE OF HOUSE
6117 | ROUND TOWER LN | 43017 | Active | 4934 | FEBCO | 765 | PVB | 0.750 | 69054 | LEFT SIDE OF HOUSE
6125 | ROUND TOWER LN | 43017 | Active | HB07937 | FEBCO | 765 | PVB | 0.750 | 92283 | RIGHT FRONT
6133 | ROUND TOWER LN | 43017 | Active | 181920 | WILKINS | 720A | PVB | 0.750 | 89020 | RIGHT SIDE / FRONT OF HOUSE
6141 | ROUND TOWER LN | 43017-3452 | Active | T361395 | WILKINS | 720A | PVB | 0.750 | 92136 | RIGHT FRONT
6148 | ROUND TOWER LN | 43017 | Active | 194476 | WATTS | 800QT | PVB | 0.750 | 69141 | FRONT LEFT AT CORNER
6850 | ROUNDWOOD CT | 43016-8623 | Active | 296475 | WATTS | 800M4QT | PVB | 0.750 | 70833 | LEFT SIDE OF HOUSE
6867 | ROUNDWOOD CT | 43016-8623 | Active | FA0057 | FEBCO | 765 | PVB | 1.000 | 87127 | Right side of house
6874 | ROUNDWOOD CT | 43016-8623 | Replaced | REPAC3694 | FEBCO | 765 | PVB | 0.750 | 94404 | REPLACED- LEFT SIDE OF HOUSE
6874 | ROUNDWOOD CT | 43016-8623 | Active | CB154636 | WILKINS | 720A | PVB | 0.750 | 3611831 | RIGHT FRONT
6903 | ROUNDWOOD CT | 43016 | Active | H866156 | FEBCO | 765 | PVB | 0.750 | 92195 | FRONT OF HOUSE
6910 | ROUNDWOOD CT | 43016-8623 | Active | 792578 | WILKINS | 720A | PVB | 0.750 | 70928 | OUTSIDE/REAR
6922 | ROUNDWOOD CT | 43016-8623 | Active | 792639 | WILKINS | 720A | PVB | 0.750 | 70952 | RIGHT SIDE OF HOUSE BY A/C
6958 | ROUNDWOOD CT | 43016-8623 | Active | CB653547 | WILKINS | 720A | PVB | 0.750 | 71023 | LEFT FRONT
4188 | ROWANNE RD | 43214-2940 | Active | H502709 | FEBCO | 765 | PVB | 0.750 | 97395 | RIGHT SIDE OF HOUSE
7688 | ROWLES DR | 43235 | Active | T146490 | WILKINS | 720A | PVB | 0.750 | 3603221 | FRONT RIGHT CORNER
7693 | ROWLES DR | 43235-4595 | Active | G246899 | WILKINS | 720A | PVB | 0.750 | 98865 | LEFT SIDE
7699 | ROWLES DR | 43235 | Active | T223702 | WILKINS | 720A | PVB | 0.750 | 3601194 | LEFT FRONT
7704 | ROWLES DR | 43235-4593 | Active | F031680 | WILKINS | 720A | PVB | 0.750 | 97372 | LEFT SIDE OF HOUSE
7705 | ROWLES DR | 43235-4592 | Active | T239351 | WILKINS | 720A | PVB | 0.750 | 3594898 | left side of house
7728 | ROWLES DR | 43235 | Active | T135500 | WILKINS | 720 | PVB | 0.750 | 3601224 | LEFT SIDE OF HOUSE
7736 | ROWLES DR | 43235 | Active | T417714 | WILKINS | 720A | PVB | 0.750 | 3601110
7744 | ROWLES DR | 43235-4593 | Active | HB81353 | FEBCO | 765 | PVB | 0.750 | 98830 | RIGHT SIDE OF HOUSE
7747 | ROWLES DR | 43235 | Active | T253677 | WILKINS | 720A | PVB | 0.750 | 3601321 | LEFT SIDE
7752 | ROWLES DR | 43235-4593 | Active | CB602991 | WILKINS | 720A | PVB | 0.750 | 96120 | LEFT FRONT
7753 | ROWLES DR | 43235-4592 | Active | T417706 | WILKINS | 720A | PVB | 0.750 | 3600617 | LEFT SIDE OF HOUSE
7759 | ROWLES DR | 43235-4592 | Active | T386837 | WILKINS | 720A | PVB | 0.750 | 3600639 | LEFT FFONT
7760 | ROWLES DR | 43235 | Active | T386894 | WILKINS | 720 | PVB | 0.750 | 3601133 | RIGHT SIDE OF HOUSE
7768 | ROWLES DR | 43235-4593 | Active | T364029 | WILKINS | 720A | PVB | 0.750 | 101596 | LEFT FRONT
7771 | ROWLES DR | 43235 | Active | T046892 | WILKINS | 720A | PVB | 0.750 | 101039 | LEFT SIDE
7776 | ROWLES DR | 43235-4593 | Active | T072491 | WILKINS | 720A | PVB | 0.750 | 101331 | RIGHT SIDE
7784 | ROWLES DR | 43235-4593 | Active | G213843 | WILKINS | 720A | PVB | 0.750 | 96158 | LEFT SIDE
7792 | ROWLES DR | 43235-4593 | Active | H594437 | FEBCO | 765 | PVB | 0.750 | 98622 | LEFT SIDE OF HOUSE
7800 | ROWLES DR | 43235-4593 | Active | F021238 | WILKINS | 720A | PVB | 0.750 | 98043 | Right Side
1427 | ROXBURY RD | 43212-3287 | Active | 06682 | WATTS | 719AQT | DC | 1.500 | 54998 | METER PIT ON FRONT OF PROPERTY
1427 | ROXBURY RD | 43212-3287 | Due Install |  |  |  | RP | 3.000 | 3658326
1445 | ROXBURY RD | 43212-3211 | Active | 672873 | WATTS | 800QT | PVB | 1.000 | 55044 | SOUTH END
1469 | ROXBURY RD | 43212-3211 | Active | ABA09360 | WILKINS | 975XL | RP | 0.750 | 102339 | BASEMENT NEAR GARAGE EXIT
1540 | ROXBURY RD | 43212-3213 | Active | 1178811206 | AMES | 4000SS | RP | 3.000 | 92105 | IN HOT BOX-CORNER ROXBURY & CARDIGAN
1540 | ROXBURY RD | 43212-3213 | Not Required by DOW | 3149069 | WILKINS | 975XL | RP | 1.500 | 92106 | ABOVE PIT CORNER OF ROXBURY & CARDIGAN
1553 | ROXBURY RD | 43212- | Active | H866440 | FEBCO | 765 | PVB | 1.000 | 3521206 | FRONT LEFT
1631 | ROXBURY RD | 43212-2732 | Active | F087501 | WILKINS | 720A | PVB | 1.000 | 55660 | NORTH SIDE OF BUILDING B 11 OUTSIDE
1631 | ROXBURY RD | 43212-2732 | Active | F087515 | WILKINS | 720A | PVB | 1.000 | 55661 | SOUTH SIDE OF BUILDING C --OUTSIDE
1631 | ROXBURY RD | 43212-2732 | Active | DH7874 | FEBCO | 765 | PVB | 1.000 | 55662 | SOUTH SIDE OF BUILDING OUTSIDE
1674 | ROXBURY RD | 43212-1958 | Active | CAB50057 | WILKINS | 720A | PVB | 1.000 | 55806 | LEFTSIDE FRONT DOOR
1675 | ROXBURY RD | 43212-1957 | Active | T250529 | WILKINS | 720A | PVB | 1.000 | 55810 | OUTSIDE
1695 | ROXBURY RD | 43212-1959 | Active | 618196 | WATTS | 800M4QT | PVB | 1.000 | 55858 | LEFT SIDE OF HOUSE
1696 | ROXBURY RD | 43212-1960 | Active | CB325663 | WILKINS | 720A | PVB | 0.750 | 3521222 | FRONT OF THE HOUSE RIGHT OF THE FRONT DOOR
1707 | ROXBURY RD | 43212-1959 | Active | CB846231 | WILKINS | 720A | PVB | 0.750 | 3521223 | RIGHT FRONT
1724 | ROXBURY RD | 43212-1960 | Active | T361459 | WILKINS | 720A | PVB | 0.750 | 3521224 | FRONT RIGHT SIDE OF HOUSE.
1725 | ROXBURY RD | 43212-1959 | Active | 79904 | WATTS | 800M4FR | PVB | 0.750 | 94405 | Front of the house left of door
1751 | ROXBURY RD | 43212-1962 | Active | H143233 | FEBCO | 765 | PVB | 1.000 | 56024 | FRONT OF HOUSE
1760 | ROXBURY RD | 43212-1961 | Removed | FO11305REM | WILKINS | 720A | PVB | 0.750 | 56060 | ***REMOVED*** FRONT RIGHT
1760 | ROXBURY RD | 43212-1961 | Active | T295495 | WILKINS | 720A | PVB | 0.750 | 3630201 | FRONT CENTER
1770 | ROXBURY RD | 43212-1961 | Active | T261335 | WILKINS | 720A | PVB | 0.750 | 3521227 | FRONT - LEFT OF DOOR
1771 | ROXBURY RD | 43212-1962 | Active | H656505 | FEBCO | 765 | PVB | 0.750 | 101179 | FRONT OF HOUSE
1794 | ROXBURY RD | 43212-1963 | Active | T191749 | WILKINS | 720A | PVB | 0.750 | 56156 | RIGHT SIDE FRONT
1801 | ROXBURY RD | 43212-1964 | Active | H298016 | FEBCO | 765 | PVB | 1.000 | 94406 | EAST SIDE OF HOUSE
1819 | ROXBURY RD | 43212-1964 | Active | CAA72038 | WILKINS | 720A | PVB | 0.750 | 3521231 | LEFT FRONT
1831 | ROXBURY RD | 43212-1964 | Active | 35024 | WATTS | 800M2QT | PVB | 1.000 | 56348 | FRONT OF HOUSE
1875 | ROXBURY RD | 43212-1965 | Active | H470774 | FEBCO | 765 | PVB | 0.750 | 88701 | BACK OF HOUSE
1559 | ROXBURY RD UNIT REAR | 43212-2723 | Active | 1384851004 | AMES | 3000 | DC | 4.000 | 55400 | BASEMENT SOUTH MECH ROOM
1559 | ROXBURY RD UNIT REAR | 43212-2723 | Active | 40976 | AMES | 2000B | DC | 0.750 | 55401 | BASEMENT SOUTH MECH ROOM
1559 | ROXBURY RD UNIT REAR | 43212-2723 | Not Required by DOW | H50809 | FEBCO | 825YA | RP | 1.000 | 95911 | OUTSIDE FRONT OF BLDG
1559 | ROXBURY RD UNIT REAR | 43212-2723 | Active | 239886 | WATTS | 009M2 | RP | 2.000 | 97325 | BASEMENT MECH ROOM AT WATER METER
7674 | ROXTON CT | 43054-8426 | Active | T363419 | WILKINS | 720A | PVB | 0.750 | 72477 | RIGHT CENTER
7675 | ROXTON CT | 43054-8426 | Active | H088330 | FEBCO | 765 | PVB | 0.750 | 72481 | FRONT OF HOUSE
7690 | ROXTON CT | 43054-8426 | Active | A006245 | WILKINS | 720A | PVB | 0.750 | 91380 | RIGHT FRONT DOOR
7691 | ROXTON CT | 43054-8426 | Active | 813554 | WILKINS | 720A | PVB | 0.750 | 94407 | BACK OF HOUSE
7698 | ROXTON CT | 43054-8426 | Active | EAK2390 | WILKINS | 720A | PVB | 0.750 | 72545 | FRONT OF HOUSE
7699 | ROXTON CT | 43054-8426 | Active | AC5839 | FEBCO | 765 | PVB | 0.750 | 72546 | LEFT SIDE OF HOUSE
7708 | ROXTON CT | 43054-8426 | Active | H112284 | FEBCO | 765 | PVB | 0.750 | 72597 | LEFT SIDE OF HOUSE
7709 | ROXTON CT | 43054 | Active | 903066 | WILKINS | 720A | PVB | 0.750 | 72599 | RIGHT SIDE OF HOUSE
6511 | ROYAL DUBLIN CT | 43016-9435 | Active | 811721 | WILKINS | 720A | PVB | 0.750 | 70151 | L H SIDE OF HSE
6518 | ROYAL DUBLIN CT | 43016 | Active | CAA36876 | WILKINS | 720A | PVB | 0.750 | 3588337 | RIGHT FRONT
6519 | ROYAL DUBLIN CT | 43016-9435 | Active | G187058 | WILKINS | 720A | PVB | 0.750 | 102871 | WEST SIDE OF HOUSE RIGHT SIDE
6526 | ROYAL DUBLIN CT | 43016-9435 | Active | A083348 | WILKINS | 720A | PVB | 0.750 | 91102 | LEFT SIDE OF HOUSE
6527 | ROYAL DUBLIN CT | 43016-9435 | Active | G046608 | WILKINS | 720A | PVB | 0.750 | 95076 | LEFT SIDE
6535 | ROYAL DUBLIN CT | 43016-9435 | Active | 874929 | WILKINS | 720A | PVB | 0.750 | 70211 | RIGHT SIDE OF HOUSE
6542 | ROYAL DUBLIN CT | 43016-9435 | Active | CAC09736 | WILKINS | 720A | PVB | 0.750 | 3590045 | LEFT FRONT
6543 | ROYAL DUBLIN CT | 43016-9435 | Active | T223771 | WILKINS | 720A | PVB | 0.750 | 70218 | RIGHT SIDE
6550 | ROYAL DUBLIN CT | 43016-9435 | Active | G184082 | WILKINS | 720A | PVB | 0.750 | 95037 | LEFT SIDE
5492 | ROYAL DUBLIN DR | 43016- | Replaced | REPA10743 | WILKINS | 375 | RP | 0.750 | 66997 | REPLACED- CORNER OF ROYAL DUBLIN DR AND TAYSIDE CIR AT METER PIT
5492 | ROYAL DUBLIN DR | 43016- | Removed | 3938136REM | WILKINS | 375 | RP | 0.750 | 3609858 | *****REMOVED*****SE CORNER ROYAL DUBLIN & TAYSIDE CIR @ METER BOX -BOX IN BUSHES
5517 | ROYAL DUBLIN DR | 43016-9438 | Active | G050969 | WILKINS | 720A | PVB | 0.750 | 67153 | LT SIDE OF HSE
5541 | ROYAL DUBLIN DR | 43016-9438 | Active | G245546 | WILKINS | 720A | PVB | 0.750 | 98569 | RIGHT SIDE
5573 | ROYAL DUBLIN DR | 43016-9438 | Active | Hc63406 | FEBCO | 765 | PVB | 0.750 | 67316 | LEFT SIDE OF HOME
5621 | ROYAL DUBLIN DR | 43016-6037 | Active | F031648 | WILKINS | 720A | PVB | 0.750 | 97116 | LEFT SIDE
5629 | ROYAL DUBLIN DR | 43016-6037 | Active | G214504 | WILKINS | 720A | PVB | 0.750 | 96123 | RIGHT SIDE
5748 | ROYAL LYTHAM CT | 43017-9208 | Active | 525853 | RAINBIRD | AC4000 | PVB | 1.000 | 67798 | RIGHT SIDE OF HOUSE
5752 | ROYAL LYTHAM CT | 43017-9208 | Active | W585998 | WILKINS | 720A | PVB | 1.000 | 67823 | WEST SIDE OF HOUSE CENTER
5805 | ROYAL LYTHAM CT | 43017-9208 | Active | W002146 | WILKINS | 975XL | RP | 1.000 | 68047 | BASEMENT NEXT TO HOT WATER TANK
5808 | ROYAL LYTHAM CT | 43017-9208 | Active | FL0897 | FEBCO | 765 | PVB | 1.000 | 68051 | RIGHT HAND SIDE OF HOUSE IN YARD 12' FROM PORCH DECK
5815 | ROYAL LYTHAM CT | 43017-9208 | Active | T643182 | WILKINS | 720A | PVB | 1.000 | 68065 | BACK PATIO EAST SIDE INSIDE CABINET RIGHT SIDE
5816 | ROYAL LYTHAM CT | 43017-9208 | Active | B126758 | WATTS | 800M4QT | PVB | 1.000 | 94434 | LEFT SIDE
5792 | ROYAL LYTHAM CT UNIT 13 | 43017-9208 | Active | 4704929 | WILKINS | 975XL | RP | 1.000 | 67966 | RIGHT SIDE OF HOUSE NEAR A/C
5784 | ROYAL LYTHAM CT UNIT 14 | 43017-9208 | Active | 83838 | FEBCO | 765 | PVB | 1.000 | 67953 | LEFT SIDE OF HOUSE
6702 | ROYAL PLUME DR | 43016-7253 | Active | H467010 | FEBCO | 765 | PVB | 1.000 | 92993 | LEFT SIDE OF HOUSE
6710 | ROYAL PLUME DR | 43016-7253 | Active | cb602961 | WILKINS | 720A | PVB | 0.750 | 88420 | LEFT SIDE OF HOUSE
6727 | ROYAL PLUME DR | 43016 | Active | H496227 | FEBCO | 765 | PVB | 0.750 | 95162 | LEFT SIDE OF HOUSE
6734 | ROYAL PLUME DR | 43016-7253 | Active | G251964 | WILKINS | 720A | PVB | 0.750 | 98982 | RIGHT SIDE OF HOME
6767 | ROYAL PLUME DR | 43016-7256 | Active | G215556 | WILKINS | 720A | PVB | 0.750 | 95305 | RIGHT SIDE OF HOUSE
6783 | ROYAL PLUME DR | 43016-7256 | Active | T034110 | WILKINS | 720A | PVB | 0.750 | 100080 | LEFT SIDE
6784 | ROYAL PLUME DR | 43016-7253 | Active | G176705 | WILKINS | 720A | PVB | 0.750 | 91931 | RIGHT SIDE
6791 | ROYAL PLUME DR | 43016-7256 | Active | G216826 | WILKINS | 720A | PVB | 0.750 | 95728 | RIGHT SIDE/FRONT
6792 | ROYAL PLUME DR | 43016-7253 | Active | 325381 | APOLLO/CONBRACO | PVB | PVB | 0.750 | 101391 | LEFT SIDE OF HOUSE
6800 | ROYAL PLUME DR | 43016-7254 | Active | G246875 | WILKINS | 720A | PVB | 0.750 | 98913 | FRONT LOFT OF HOME OUTSIDE
6808 | ROYAL PLUME DR | 43016-7254 | Removed | 181713REM | WILKINS | 720A | PVB | 0.750 | 89266 | RIGHT SIDE
6824 | ROYAL PLUME DR | 43016-7254 | Active | H514902 | FEBCO | 765 | PVB | 0.750 | 95841 | LEFT SIDE OF HOUSE
6831 | ROYAL PLUME DR | 43016-7257 | Active | G043925 | WILKINS | 720A | PVB | 0.750 | 91891 | BACK RIGHT CORNER
6848 | ROYAL PLUME DR | 43016-7254 | Active | G043865 | WILKINS | 720A | PVB | 0.750 | 91890 | FRONT RIGHT CORNER
6855 | ROYAL PLUME DR | 43016-7259 | Active | 492153 | FEBCO | 765 | PVB | 0.750 | 96643 | RIGHT SIDE OF HOUSE
7307 | ROYCROFT CT | 43017 | Active | 300856 | WILKINS | 420 | PVB | 1.000 | 92031 | LEFT SIDE FRONT
7319 | ROYCROFT CT | 43017 | Active | CB112374 | WILKINS | 720A | PVB | 1.000 | 71797 | RIGHT SIDE OF HOUSE BY A/C UNIT
7329 | ROYCROFT CT | 43017 | Active | AE4547 | FEBCO | 765 | PVB | 1.000 | 94435 | LEFT SIDE OF HOUSE
7330 | ROYCROFT CT | 43017 | Active | 561665 | WILKINS | 720A | PVB | 0.750 | 71810 | FRONT OF HSE
7554 | RUBY PEARL PL | 43110 | Active | VAA0077 | WILKINS | 720 | PVB | 0.750 | 3652935 | RIGHT SIDE
4141 | RUDY RD | 43214-2943 | Not Required by DOW | A72520 | WATTS | 009QT | RP | 0.750 | 63057 | BOILER ROOM ABOVE BOILER # 2
4141 | RUDY RD | 43214-2943 | Not Required by DOW | 08275 | WATTS | 719QT | DC | 2.000 | 99687 | IN MECHANIC ROOM ABOVE WATER METER
4141 | RUDY RD | 43214-2943 | Active | 113999 | WATTS | LF009M2QT | RP | 2.000 | 3635147 | BOILER ROOM AT WATER METER
4241 | RUDY RD | 43214-2945 | Active | 380413 | WATTS | 909M1QT | RP | 1.250 | 63394 | BOILER ROOM - Ridgeview M.S.
4241 | RUDY RD | 43214-2945 | Active | W142110 | WILKINS | 975 | RP | 2.000 | 3615168 | FIELD HOUSE - TUNNEL - RIDGEVIEW M.S.
4241 | RUDY RD | 43214-2945 | Due Install |  |  |  | RP | 3.000 | 3629782
3506 | RUE DE FLEUR | 43221-1548 | Active | EA13034 | WILKINS | 720 | PVB | 0.750 | 3522045 | BACK OF HOUSE ENTER ATE TO LEFT OF FRONT DOOR
5938 | RUIHLEY WAY | 43081 | Active | CB030178 | Wilkins | 720 | PVB | 0.750 | 3597146 | LEFT SIDE OF HOUSE
501 | RUMSEY RD | 43207-3922 | NULL | [5 empty] | 3649134
742 | RUMSEY RD | 43207-3926 | Active | 59411 | WATTS | 919AQT | RP | 0.750 | 3611784 | BASEMENT ON NEW WATER SERVICE
743 | RUMSEY RD | 43207-3927 | Null | [5 empty] | 3649312
143 | RUNAWAY BAY DR | 43204-3888 | Due Install |  |  |  | RP | 1.500 | 3522235
1455 | RUNAWAY BAY DR | 43204-4823 | Due Install |  |  |  | RP | 1.500 | 3522237
1523 | RUNAWAY BAY DR | 43204-4808 | Active | 11949 | WATTS | LF909M1 QT | RP | 1.500 | 3522241 | MTR IN HALLWAY, N SIDE
1480 | RUNAWAY BAY DR UNIT 1R | 43204-3670 | Active | t006127 | WILKINS | 720A | PVB | 1.500 | 55110 | SOUTHEAST CORNER CLUB HOUSE
5706 | RUNNING BROOK DR | 43081-6612 | Active | H02503 | FEBCO | 860U | RP | 0.750 | 3522254 | RIGHT SIDE OF HOUSE
5732 | RUNNING BROOK DR | 43081-6612 | Active | EAD5865 | WILKINS | 720A | PVB | 0.750 | 92755 | MIDDLE REAR OF HOUSE NEXT TO DECK
5732 | RUNNING BROOK DR | 43081-6612 | Duplicate | DUPEAD5865 | WILKINS | 720A | PVB | 0.750 | 98633 | REAR OF HOUSE NEXT TO DECK
5738 | RUNNING BROOK DR | 43081-6612 | Active | DK6690 | FEBCO | 765 | PVB | 0.750 | 92652 | BACK OF HOUSE
6878 | RUNNING DEER PL | 43017-2838 | Active | CB081554 | WILKINS | 720A | PVB | 0.750 | 70872 | RIGHT REAR
3500 | RUNWAY ST | 43219 | Active | W356232 | WILKINS | 975XL | RP | 0.500 | 60907 | COLUMN IN BLDG NEAR OVERHEAD DOOR
3500 | RUNWAY ST | 43219 | Active | W356191 | WILKINS | 975XL | RP | 1.500 | 60908 | IN ROOM N.E. CORNER OF BUILDING
3500 | RUNWAY ST | 43219 | Removed | T002903REM | WILKINS | 720A | PVB | 1.500 | 60909 | DEVICE REMOVED FROM SERVICE
3500 | RUNWAY ST | 43219 | Due Install |  |  |  | RP | 1.500 | 3638858 | MTR IS IN ELECTRONIC ROOM
1080 | RUNYON RD | 43227-1265 | Active | H515955 | FEBCO | 765 | PVB | 0.750 | 96104 | LEFT SIDE OF HOUSE
330 | RUSH ALY | 43215 | Active | 23854 | WILKINS | 375AST | RP | 4.000 | 3649673 | EAST SIDE OF BUILDING
330 | RUSH ALY | 43215 | LPS - Active |  |  |  | LPC |  | 3649674 | DOMESTIC PUMP - PUMP ROOM
330 | RUSH ALY | 43215 | Not Required by DOW | ABQ5132 | WILKINS | 975 | RP | 1.000 | 3651051 | EAST SIDE OF BUILDING
330 | RUSH ALY | 43215 | Active | 1980621218 | AMES | 3000SS | DCDA | 6.000 | 3651098 | EAST SIDE OF BUILDING
330 | RUSH ALY | 43215 | LPS - Active |  |  |  | LST |  | 3651099 | FIRE PUMP - EAST SIDE
330 | RUSH ALY | 43215 | Active | 29950 | WATTS | 007M1QT | DC | 0.750 | 3653101 | EAST SIDE OF BUILDING
550 | RUSHDEN DR | 43230-4514 | Active | 54511 | FEBCO | 765 | PVB | 0.750 | 67104 | LEFT SIDE OF HOUSE SW CORNER
1640 | RUSHING WAY | 43235-2030 | Active | T329127 | WILKINS | 720A | PVB | 0.750 | 3522331 | BACK LEFT
1640 | RUSHING WAY | 43235-2030 | Not Required by DOW | [5 empty] | 3649031 | BACK YARD
3714 | RUSHMORE DR | 43220-2208 | Active | 813546 | WILKINS | 720A | PVB | 0.750 | 99358 | REAR OF HOUSE
3715 | RUSHMORE DR | 43220-2207 | Active | 902566 | WILKINS | 720A | PVB | 0.750 | 61562 | RIGHT HAND SIDE OF HOUSE
3771 | RUSHMORE DR | 43220-2207 | Active | CB440248 | WILKINS | 720A | PVB | 0.750 | 3522363
3871 | RUSHMORE DR | 43220-2209 | Active | T459296 | WILKINS | 720A | PVB | 0.750 | 99814 | back of house
3876 | RUSHMORE DR | 43220-2210 | Active | 010876 | WATTS | 009QT | RP | 1.000 | 94495 | BASMENT NEXT TO METER
3878 | RUSHMORE DR | 43220 | Active | T345299 | WILKINS | 720A | PVB | 0.750 | 3641367 | RIGHT SIDE, BACK CORNER
3880 | RUSHMORE DR | 43220-2210 | Active | T345858 | WILKINS | 720A | PVB | 0.750 | 3522376 | OUTSIDE
5727 | RUSHWOOD DR | 43017 | Active | 28962 | FEBCO | 765 | PVB | 1.000 | 99361 | LEFT OF HOUSE
5730 | RUSHWOOD DR | 43017-8816 | Active | 586452 | RAINBIRD | 100 | PVB | 1.000 | 67745 | RIGHT SIDE FRONT
5731 | RUSHWOOD DR | 43017 | Active | 209004 | WATTS | 800CMQT | PVB | 0.750 | 67748 | LEFT SIDE OF HOUSE
5734 | RUSHWOOD DR | 43017 | Active | cb203646 | WILKINS | 720A | PVB | 0.750 | 67752 | RH SIDE
5738 | RUSHWOOD DR | 43017 | Active | AB2499 | FEBCO | 765 | PVB | 1.000 | 94437 | FRONT OF HOUSE
5739 | RUSHWOOD DR | 43017 | Active | G215408 | WILKINS | 720A | PVB | 0.750 | 92200 | LEFT FRONT
5742 | RUSHWOOD DR | 43017 | Active | CD5622 | FEBCO | 765 | PVB | 0.750 | 94438 | FRONT RIGHT OF FRONT DOOR
5751 | RUSHWOOD DR | 43017 | Active | AB2650 | FEBCO | 765 | PVB | 1.000 | 67822 | FRONT OF HOUSE LEFT FRONT OF DOOR
5754 | RUSHWOOD DR | 43017 | Active | HD33167 | FEBCO | 765 | PVB | 1.000 | 94439 | FRONT RIGHT OF DOOR
5755 | RUSHWOOD DR | 43017 | Active | 51507 | FEBCO | 765 | PVB | 1.000 | 67833 | LEFT FRONT CORNER AS YOU FACE HOUSE
5759 | RUSHWOOD DR | 43017 | Active | 72538 | RAINBIRD | 100 | DC | 0.750 | 3522385 | BASEMENT
5762 | RUSHWOOD DR | 43017 | Active | 11826 | WATTS | 800QT | PVB | 0.750 | 94440 | RIGHT SIDE
5763 | RUSHWOOD DR | 43017 | Active | T315404 | WILKINS | 720A | PVB | 0.750 | 67870 | LEFT SIDE
5766 | RUSHWOOD DR | 43017 | Active | 67823 | RAINBIRD | AC4000 | DC | 0.750 | 101441 | AT WATER METER
5767 | RUSHWOOD DR | 43017 | Active | 236347 | WILKINS | 720A | PVB | 1.000 | 67881 | LT SIDE
5770 | RUSHWOOD DR | 43017 | Active | 29037 | FEBCO | 765 | PVB | 1.000 | 67909 | SW CORNER
5771 | RUSHWOOD DR | 43017 | Active | 231805 | WILKINS | 720A | PVB | 1.000 | 67911 | LEFT SIDE OF HOUSE
5775 | RUSHWOOD DR | 43017 | Active | 877712 | WILKINS | 720A | PVB | 1.000 | 67927 | RT SIDE
5779 | RUSHWOOD DR | 43017 | Active | AM8013 | FEBCO | 765 | PVB | 1.000 | 67942 | RIGHT SIDE OF HOUSE
5782 | RUSHWOOD DR | 43017 | Active | 111793 | WATTS | 800M4 | PVB | 0.750 | 3522388 | LEFT SIDE OF HOUSE
5786 | RUSHWOOD DR | 43017 | Active | H00608 | FEBCO | 765 | PVB | 1.000 | 94441 | FRONT LEFT OF DOOR
5790 | RUSHWOOD DR | 43017 | Replaced | REPG262600 | WILKINS | 720A | PVB | 1.000 | 94442 | REPLACED- RIGHT SIDE
5790 | RUSHWOOD DR | 43017 | Removed | T252106REM | WILKINS | 720A | PVB | 1.000 | 3610232 | ***REMOVED*** RIGHT SIDE
5791 | RUSHWOOD DR | 43017 | Active | H010059 | FEBCO | 765 | PVB | 1.000 | 67964 | RT SIDE
5799 | RUSHWOOD DR | 43017 | Active | HE53729 | FEBCO | 765 | PVB | 0.750 | 94444 | LEFT SIDE
5802 | RUSHWOOD DR | 43017 | Active | T247406 | WILKINS | 720A | PVB | 1.000 | 3522393 | RIGHT SIDE OF HOUSE
5803 | RUSHWOOD DR | 43017-8698 | Active | 792884 | WILKINS | 720A | PVB | 0.750 | 68023 | LT SIDE
5807 | RUSHWOOD DR | 43017-8698 | Active | T131822 | WILKINS | 720A | PVB | 0.750 | 68049 | LEFT SIDE OF HSE
5809 | RUSHWOOD DR | 43017-8698 | Active | A135592 | WILKINS | 720A | PVB | 0.750 | 68053 | RIGHT SIDE OF HOUSE
5810 | RUSHWOOD DR | 43017-8697 | Active | 148812 | WILKINS | 720A | PVB | 0.750 | 68056 | LEFT SIDE
5814 | RUSHWOOD DR | 43017-8697 | Active | T181371 | WILKINS | 720A | PVB | 0.750 | 68061 | LEFT FRONT
5818 | RUSHWOOD DR | 43017-8697 | Active | A06076 | CONBRACO | PVB4V | PVB | 0.750 | 68073 | FRONT OF HOUSE RIGHT FRONT DOOR
5819 | RUSHWOOD DR | 43017-8698 | Active | EA13161 | WILKINS | 720A | PVB | 0.750 | 3522397 | FRONT OF THE HOUSE, LEFT OF FRONT DOOR
5822 | RUSHWOOD DR | 43017-8697 | Active | EK3562 | FEBCO | 765 | PVB | 1.000 | 68085 | RT SIDE
5823 | RUSHWOOD DR | 43017-8698 | Active | H541434 | FEBCO | 765 | PVB | 0.750 | 68087 | LEFT SID OF HOUSE OUTSIDE
5826 | RUSHWOOD DR | 43017-8697 | Active | T439682 | WILKINS | 720 | PVB | 0.750 | 3522398
5827 | RUSHWOOD DR | 43017-8698 | Active | 438865 | WILKINS | 720A | PVB | 0.750 | 68097 | LT SIDE
5830 | RUSHWOOD DR | 43017-8697 | Active | T271851 | WILKINS | 720A | PVB | 0.750 | 3522399 | LEFT SIDE OF HOUSE
5834 | RUSHWOOD DR | 43017 | Active | T424171 | WILKINS | 720A | PVB | 0.750 | 3522400 | LEFT FRONT
5835 | RUSHWOOD DR | 43017 | Active | H119954 | FEBCO | 765 | PVB | 0.750 | 68113 | RIGHT HAND
5838 | RUSHWOOD DR | 43017-8697 | Active | CH9917 | FEBCO | 765 | PVB | 0.750 | 68118 | LEFT SIDE OF HOUSE
5847 | RUSHWOOD DR | 43017-8698 | Active | 141843 | WATTS | 800M4FR | PVB | 0.750 | 68126 | LEFT FRONT
5848 | RUSHWOOD DR | 43017-2252 | Active | CB547037 | WILKINS | 720A | PVB | 0.750 | 68127 | Left side of house
5851 | RUSHWOOD DR | 43017-8698 | Active | CB314989 | WILKINS | 720A | PVB | 0.750 | 68138 | LEFT FRONT
5852 | RUSHWOOD DR | 43017 | Active | 18154 | FEBCO | 765 | PVB | 0.750 | 68139 | LEFT SIDE OF HOUSE OUTSIDE
5855 | RUSHWOOD DR | 43017 | Active | G046579 | WILKINS | 720A | PVB | 0.750 | 90848 | FRONT LEFT OF DOOR
5856 | RUSHWOOD DR | 43017 | Active | H11251 | FEBCO | 765 | PVB | 1.000 | 68144 | LEFT SIDE OF HOUSE
4865 | RUSTIC BRIDGE RD | 43214-2033 | Active | T472599 | WILKINS | 720A | PVB | 0.750 | 100349 | LEFT SIDE OF HOUSE
177 | RUSTIC PL | 43214-2030 | Active | 49423 | WATTS | 800QT | PVB | 0.750 | 56073 | NW CORNER OF HOUSE
182 | RUSTIC PL | 43214-2031 | Active | CB431441 | Wilkins | 720 | PVB | 0.750 | 3522433 | LEFT SIDE
988 | RUTHERGLEN DR | 43235-4502 | Active | A107200 | WILKINS | 720A | PVB | 0.750 | 74925 | LEFT FRONT
100 | RUTHERGLEN DR | 43235-4527 | Active | G213651 | WILKINS | 720A | PVB | 0.750 | 97247 | LEFT SID EOF HOUSE
1018 | RUTHERGLEN DR | 43235-4594 | Active | T363402 | WILKINS | 720A | PVB | 0.750 | 91475 | LEFT SIDE
1021 | RUTHERGLEN DR | 43235-4527 | Active | CB019285 | WILKINS | 720A | PVB | 0.750 | 103139 | RIGHT SIDE
1028 | RUTHERGLEN DR | 43235 | Active | F082545 | WILKINS | 720A | PVB | 0.750 | 97500 | LEFT SIDE OF HOUSE
1038 | RUTHERGLEN DR | 43235-4594 | Active | G214975 | WILKINS | 720A | PVB | 0.750 | 95033 | LEFT SIDE
1041 | RUTHERGLEN DR | 43235-4527 | Active | A038118 | WILKINS | 720A | PVB | 0.750 | 91051 | RIGHT FRONT
1048 | RUTHERGLEN DR | 43235-4594 | Active | T081664 | WILKINS | 720A | PVB | 0.750 | 101585 | LEFT SIDE OF BUILDING
1051 | RUTHERGLEN DR | 43235-4527 | Active | HB98045 | FEBCO | 765 | PVB | 0.750 | 102934 | LEFT SIDE OF HOUSE
1058 | RUTHERGLEN DR | 43235-4594 | Active | G212810 | WILKINS | 720A | PVB | 0.750 | 95439 | RIGHT SIDE
1098 | RUTHERGLEN DR | 43235 | Active | 3414043 | WILKINS | 975 | RP | 0.750 | 99827 | BASEMENT NEXT TO SUMP PUMP
1098 | RUTHERGLEN DR | 43235 | Active | T181328 | WILKINS | 720 | PVB | 0.750 | 3616579 | FRONT RIGHT CORNER
1108 | RUTHERGLEN DR | 43235 | Active | T181208 | WILKINS | 720A | PVB | 0.750 | 3601057 | BACK LEFT BY A/C
1118 | RUTHERGLEN DR | 43235-4537 | Active | T181398 | WILKINS | 720A | PVB | 0.750 | 3600604 | RIGHT SIDE
1128 | RUTHERGLEN DR | 43235 | Active | T188065 | WILKINS | 720A | PVB | 0.750 | 3601482 | RIGHT SIDE
1148 | RUTHERGLEN DR | 43235 | Active | T039003 | WILKINS | 720A | PVB | 0.750 | 101208 | RIGHT FRONT
1168 | RUTHERGLEN DR | 43235 | Active | T132405 | WILKINS | 720A | PVB | 0.750 | 103041 | RIGHT SIDE
1178 | RUTHERGLEN DR | 43235 | Active | T041442 | WILKINS | 720A | PVB | 0.750 | 101209 | RIGHT SIDE OF HOUSE
996 | RUTLAND WAY | 43085-2909 | Active | BF919 | FEBCO | 765 | PVB | 0.750 | 92237 | REAR RIGHT
404 | RUXTON LN | 43220-4046 | Active | CB585090 | WILKINS | 720 | PVB | 0.750 | 3522532 | LEFT SIDE OF HOUSE
6125 | RYAN WOODS DR | 43026-6924 | Active | CB440056 | WILKINS | 720A | PVB | 0.750 | 3597089 | LEFT SIDE
6143 | RYAN WOODS WAY | 43026-6924 | Active | G176470 | WILKINS | 720A | PVB | 0.750 | 92121 | LEFT SIDE
6168 | RYAN WOODS WAY | 43026-6924 | Active | H493304 | FEBCO | 765 | PVB | 0.750 | 92297 | LEFT SIDE
561 | S 17TH ST | 43211 | Active | 2004327 | WILKINS | 950XLD | DC | 0.750 | 71139 | C-Bldg MECHANICAL ROOM- -C0813
561 | S 17TH ST | 43211 | Active | N19506 | WILKINS | 350DA | DCDA | 8.000 | 71189 | C-Bldg MECHANICAL ROOM- C0813
677 | S 17TH ST | 43205 | Active | WJ-1986 | WATTS | 957 | RP | 4.000 | 3655730 | IN THE BASEMENT OF THE COMMUNITY BUILDING
677 | S 17TH ST | 43205 | Not Required by DOW | 228102 | WATTS | LF009M2 | RP | 2.000 | 3655731 | IN THE BASEMENT OF THE COMMUNITY BUILDING
835 | S 17TH ST | 43206-2455 | Active | 4356747 | WILKINS | 975XL | RP | 0.750 | 3573003 | BASEMENT BY SUMP PUMP
63 | S 18TH ST | 43205-1143 | Due Install |  |  |  | RP |  | 3573291
78 | S 18TH ST | 43205 | Active | XB-1490 | AMES | COLT 400 | RP | 3.000 | 3655220 | METER ROOM
78 | S 18TH ST | 43205 | Active | 1104403 | AMES | 3000SS | DCDA | 6.000 | 3655221 | METER ROOM
78 | S 18TH ST | 43205 | Active | 33099 | WATTS | 007M1QT | DC | 0.750 | 3655222 | METER ROOM
43 | S 18TH ST | 43205 | Active | SB1351 | WATTS | 957 | RPDA | 6.000 | 3633433 | FIRE SPRINKLER RISER ROOM
431 | S 18TH ST | 43205 | Active | 72856 | WATTS | 919QT | RP | 0.750 | 3633434 | FIRE SPRINKLER RISER ROOM SIDE CAR
431 | S 18TH ST | 43205 | Active | 008720 | WATTS | 909 | RP | 3.000 | 3635182 | WATER ROOM DOMESTIC CONTAINMENT PARALLEL SETTING
431 | S 18TH ST | 43205 | Active | 008718 | WATTS | 909 | RP | 3.000 | 3635183 | WATER ROOM DOMESTIC CONTAINMENT PARALLEL SETTING
431 | S 18TH ST | 43205 | Not Required by DOW | 126163 | WATTS | 009 | RP | 1.000 | 3635184 | BOILER ROOM
431 | S 18TH ST | 43205 | Not Required by DOW | 044702 | WATTS | 909 | RP | 0.750 | 3635185 | DOMESTIC HOT WATER ROOM 2ND FLOOR
431 | S 18TH ST | 43205 | LPS - Active |  |  |  | LPC |  | 3635979 | DOMESTIC PUMP -
563 | S 18TH ST | 43205- | Active | 1842 | WATTS | 957 BF | RP | 4.000 | 67460 | Ambulatory BLDG RM AB0005, FIRE PUMP RM ON N WALL/BOTTOM B/F PREVENTOR
563 | S 18TH ST | 43205- | Active | 0848 | WATTS | 957 BF | RP | 4.000 | 67461 | Ambulatory BLDG RM AB0005, FIRE RM/BASEMENT ON N WALL/TOP B/F PREVENTOR
563 | S 18TH ST | 43205- | Active | 323450 | WATTS | 709 | DC | 8.000 | 67462 | Ambulatory BLDG RM AB0005 --LOCATED AT 555 S. 18TH ST
563 | S 18TH ST | 43205- | Not Required by DOW | 34514 | WATTS | 009QT | RP | 1.000 | 67463 | AMBULATORY BLDG RM AB-0006 BSMNT MECH RM W WALL BEHIND STORM & SEWAGE EJECTORS
563 | S 18TH ST | 43205- | Not Required by DOW | 405174 | WATTS | 909M1QT | RP | 2.000 | 71164 | Ambulatory BLDG AB 7001 MECH ROOM
563 | S 18TH ST | 43205- | Not Required by DOW | 4150062 | WILKINS | 975 | RP | 2.000 | 3615166 | ROOM AB7001
563 | S 18TH ST | 43205- | LPS - Active |  |  |  | LST |  | 3635749
563 | S 18TH ST | 43205- | LPS - Active |  |  |  | LPC |  | 3635750
646 | S 18TH ST | 43205 | Active | 17476 | WILKINS | 375AST | RP | 3.000 | 3638450 | RISER ROOM - BOTTOM SETTING, AT METER
646 | S 18TH ST | 43205 | Active | 17477 | WILKINS | 375AST | RP | 3.000 | 3638451 | RISER ROOM - TOP SETTING, AT METER BYPASS
646 | S 18TH ST | 43205 | Not Required by DOW | 4647836 | WILKINS | 975XL2 | RP | 1.500 | 3638452 | RISER ROOM, TOP RIGHT
646 | S 18TH ST | 43205 | Active | 3598D | WILKINS | 375ASTDA | RPDA | 6.000 | 3638702 | RISER ROOM
646 | S 18TH ST | 43205 | Active | 4678600 | WILKINS | 975XL2 | RP | 0.750 | 3638703 | RISER ROOM FIRE SIDE CAR
670 | S 18TH ST | 43205-2626 | Removed | 486180 | WATTS | 909HWQT | RP | 0.750 | 100012 | Child Care Center
670 | S 18TH ST | 43205-2626 | Removed | 00554 | AMES | 2000B | DC | 2.000 | 100013 | Child Care Center
76 | S 20TH ST | 43205-1272 | Active | 4787279 | WILKINS | 975XL | RP | 1.500 | 3574258 | IN LAUNDRY ROOM AT WATER METER/ OFFICE IN 1025 FAIR AVE
17 | S 20TH ST | 43207-2014 | Active | 335539 | WATTS | 909M1QT | RP | 2.000 | 55908 | MECHANICAL ROOM OF LAUNDRY ROOM
1700 | S 20TH ST | 43207-2014 | Due Install |  |  |  | RP | 3.000 | 3638210 | utility room
1061 | S 22ND ST | 43206-3008 | Due Install |  |  |  | RP |  | 3574924 | BASEMENT SOUTH SIDE
1416 | S 22ND ST | 43206- | Removed | 204597REM | WILKINS | 975XL2 | RP | 2.000 | 99288 | UPPER AT WATER METER AT EAST SIDE OF BUILDING
1416 | S 22ND ST | 43206- | Removed | WQ53864REM | WILKINS | 975XL2 | RP | 2.000 | 99289 | LOWER AT WATER METER EAST SIDE OF BUILDING
34 | S 3RD ST | 43215- | Removed | 264291REM | WATTS | 909M1QT | RP | 2.000 | 61205 | REMOVED - BOILER RM NE CORNER BASEMENT
34 | S 3RD ST | 43215- | Removed | 281354REM | WATTS | 909M1QT | RP | 2.000 | 61206 | REMOVED - WATER TOWER ROOM ON ROOF
34 | S 3RD ST | 43215- | Active | 11171C | WILKINS | 375AST | RP | 4.000 | 3629694 | Basement NW Water Room
34 | S 3RD ST | 43215- | Active | 1072260218 | AMES | 5000 | RPDA | 6.000 | 3629747 | Basement NW Water Room
34 | S 3RD ST | 43215- | Active | 14356 | AMES | 4000 | RP | 0.750 | 3629748 | Basement NW Water Room
34 | S 3RD ST | 43215- | LPS - Active |  |  |  | LST |  | 3657600 | FIRE PUMP - FIRE PUMP ROOM
99 | S 3RD ST | 43215- | Active | 62160 | AMES | 2000B | DC | 0.750 | 74934 | Water service room - 191 S 3RD ST
99 | S 3RD ST | 43215- | Active | 87154 | AMES | 3000SS | DCDA | 8.000 | 74935 | wATER SERVICE ROOM - 191 S 3RD ST
99 | S 3RD ST | 43215- | Active | 32249 | WATTS | 009 | RP | 3.000 | 92000 | Level A of Pkg Garage by meter - 191 S 3RD ST
99 | S 3RD ST | 43215- | Not Required by DOW | 32097 | WATTS | 009 | RP | 3.000 | 98960 | LEVEL A - PUMP ROOM - 191 S 3RD ST
10 | S 3RD ST | 43215-4214 | Active | N1911050902 | FEBCO | LF880V | RP | 3.000 | 3633307 | LOWER LEVEL MECH ROOM AT WATER METER
100 | S 3RD ST | 43215-4214 | Active | 180021217 | AMES | 2000SS | DC | 4.000 | 3633308 | LOWER LEVEL MECH ROOM AT WATER METER
100 | S 3RD ST | 43215-4214 | Not Required by DOW | 23159 | WATTS | 919QT | RP | 1.500 | 3641393
132 | S 3RD ST | 43215-5102 | Active | 552175 | WATTS | 909HWQT | RP | 0.750 | 54664 | ABOVE BOILER
175 | S 3RD ST | 43215-5134 | Active | 13632 | WATTS | 919QT | RP | 1.250 | 56019 | IN PENTHOUSE ABOVE BOILERS
175 | S 3RD ST | 43215-5134 | Due Install |  |  |  | RP |  | 3633865
175 | S 3RD ST | 43215-5134 | LPS - Active |  |  |  | LST |  | 3633867 | FIRE PUMP - FIRE PUMP ROOM
175 | S 3RD ST | 43215-5134 | LPS - Active |  |  |  | LPC |  | 3633868 | DOMESTIC PUMP - 1ST FLOOR WATER METER ROOM
237 | S 3rd ST | 43215-5132 | Active | 3444195 | WILKINS | 975XL | RP | 1.000 | 58092 | LOWER LEVEL OF PARKING GARAGE IN MECHANICAL ROOM
237 | S 3rd ST | 43215-5132 | Active | 11782 | WATTS | 919AQT | RP | 2.000 | 58093 | LOWER LEVEL CITY CENTER GARAGE EAST MECH ROOM
264 | S 3RD ST | 43215-5112 | Active | 1402761204 | AMES | 3000 | DCDA | 4.000 | 58842 | BASEMENT OF BUILDING
264 | S 3RD ST | 43215-5112 | Active | 41597 | AMES | 2000B | DC | 0.750 | 58843 | BASEMENT OF BUILDING
264 | S 3RD ST | 43215-5112 | Active | 588699 | WATTS | 909M2PCQT | RP | 0.750 | 58844 | UNDER STAIRS REAR OR BUILDING
324 | S 3RD ST | 43215 | Active | 165258 | WATTS | 009QT | RP | 1.000 | 60255 | 326 S THIRD 1ST FLR
324 | S 3RD ST | 43215 | Active | 202914 | WATTS | 009QT | RP | 2.000 | 60256 | METER ROOM 1ST FLOOR NORTH END
324 | S 3RD ST | 43215 | Active | 202929 | WATTS | 009QT | RP | 2.000 | 60257 | 2ND FLOOR SPRINKLER
324 | S 3RD ST | 43215 | Active | 207840 | WATTS | 009QT | RP | 2.000 | 60258 | 110 - 115 MOUND ST
324 | S 3RD ST | 43215 | Active | 392941 | WATTS | 009QT | RP | 2.000 | 60259 | MECH ROOM
324 | S 3RD ST | 43215 | Active | 392943 | WATTS | 909 | RP | 2.000 | 60260 | 2ND FLOOR WEST TOWER
324 | S 3RD ST | 43215 | Active | 393712 | WATTS | 909 | RP | 2.000 | 3613764 | 2ND FLOOR WEST TOWER - NORTH BUILDING
324 | S 3RD ST | 43215 | Due Install |  |  |  | RP | 4.000 | 3644727 | MECH ROOM REAR SIDE OF 326
360 | S 3RD ST | 43215-5412 | Active | 122898 | WILKINS | 950 | DC | 2.000 | 61219 | BASEMENT-NORTH WALL
360 | S 3RD ST | 43215-5412 | Due Install |  |  |  | RP | 1.000 | 3636263 | BASEMENT-NORTH WALL
412 | S 3RD ST | 43215- | Due Install |  |  |  | RP |  | 3575962
480 | S 3RD ST | 43215-5702 | Active | 370386 | WILKINS | 950XL | DC | 2.000 | 65092 | BASEMENT MECHANICAL ROOM
480 | S 3RD ST | 43215-5702 | Active | ACE0321 | WILKINS | 975XL2 | RP | 1.500 | 65093 | IN BASEMENT IN STORAGE ROOM
497 | S 3RD ST | 43215-5757 | Active | 38576 | WATTS | 919AQT | RP | 1.000 | 103456 | 495 S THIRD ST, IN BASEMENT AT WATER METER, easr wall
529 | S 3RD ST | 43215-5720 | Active | G245133 | WILKINS | 720A | PVB | 0.750 | 3575981 | FRONT OF HOUSE
529 | S 3RD ST | 43215-5720 | Active | G245483 | WILKINS | 720A | PVB | 0.750 | 3655025 | BACK OF HOUSE
541 | S 3RD ST | 43215-5721 | Active | A12338 | WATTS | 009M2QT | RP | 1.000 | 91976 | EAST WALL MECH RM IN BASEMENT
548 | S 3RD ST | 43215-5722 | Replaced | REPA83359 | WATTS | 009M2QT | RP | 1.000 | 66980 | REPLACED- NEXT TO METER IN BASEMENT
548 | S 3RD ST | 43215-5722 | Active | 31653 | WATTS | 919AQT | RP | 0.750 | 99409 | IN LOWER LEVEL HALF BASEMENT BESIDE METER
548 | S 3RD ST | 43215-5722 | Not Required by DOW | 56649 | WATTS | 919QT | RP | 0.750 | 3608252 | NEXT TO METER IN BASEMENT
571 | S 3RD ST | 43215-5755 | Due Install |  |  |  | RP | 0.750 | 3575990 | BASEMENT
571 | S 3RD ST | 43215-5755 | Due Install |  |  |  | DCDA | 4.000 | 3657986 | BASEMENT. ACCESS THRU 575 S 3RD
576 | S 3RD ST | 43215-5754 | Active | 39915 | WATTS | 719QT | DC | 0.750 | 99891 | BASEMENT BY METER
592 | S 3RD ST | 43215-5754 | Due Install |  |  |  | RP | 0.750 | 3575993
595 | S 3RD ST | 43215-5755 | Active | 192874 | WATTS | 009M2-FP | RP | 2.000 | 3575994 | IN HOT BOX
601 | S 3RD ST | 43206-1025 | Active | 2690888 | WILKINS | 975XLTCU | RP | 0.750 | 68696 | AT WATER METER
601 | S 3RD ST | 43206-1025 | Not Required by DOW | 04684 | WATTS | 007M1PCQT | DC | 0.750 | 97629 | Above Air Compressor in Basement
630 | S 3RD ST | 43206-1026 | Active | 13168 | WATTS | 709 | DC | 3.000 | 69585 | Office North West Basement Wall
630 | S 3RD ST | 43206-1026 | Active | 28520 | WATTS | 007QT | DC | 0.750 | 69586 | Office North West Basement Wall
630 | S 3RD ST | 43206-1026 | Not Required by DOW | 38582 | WATTS | 007M1PCQT | DC | 1.000 | 69587 | BASEMENT MECH ROOM
630 | S 3RD ST | 43206-1026 | Active | 22346 | WATTS | LF919QT | RP | 1.500 | 3626558 | Basement South Wall - Room Under Stairs
650 | S 3RD ST | 43206-1028 | Active | 130954 | WATTS | 009QT | RP | 1.000 | 70085 | AT METER IN BASEMENT
672 | S 3RD ST | 43206-1028 | Active | 23656 | WATTS | 009QT | RP | 0.750 | 92490 | Lower Level SW Boiler Room
672 | S 3RD ST | 43206-1028 | Active | 107798 | WATTS | 007QT | DC | 2.000 | 92491 | Lower Level SW Boiler Room
672 | S 3RD ST | 43206-1028 | Due Install |  |  |  | RP | 1.500 | 3636597
689 | S 3RD ST | 43206-1029 | Active | 353817 | WATTS | 800M4FR | PVB | 0.750 | 102638 | SE CORNER
700 | S 3RD ST | 43206-1028 | Not Required by DOW | W002021 | WILKINS | 975XL | RP | 0.750 | 92489 | BOILER ROOM - 700 S THIRD ST. SCHOOL
700 | S 3RD ST | 43206-1028 | Active | HC54800 | WILKINS | 350ASTDA | DC | 0.750 | 3638407 | LOWER LEVEL - WATER/METER ROOM
700 | S 3RD ST | 43206-1028 | Active | 26107 | WILKINS | 350ASTDA | DCDA | 4.000 | 3655087 | LOWER LEVEL - WATER/METER ROOM
700 | S 3RD ST | 43206-1028 | Active | 21599 | WATTS | LF009M2QT | RP | 2.000 | 3655144 | LOWER LEVEL - WATER/METER ROOM
739 | S 3RD ST | 43206- | Active | 3814170 | WILKINS | 975XL2 | RP | 1.500 | 103813 | IN BASEMENT AT WATER METER
739 | S 3RD ST | 43206- | Active | NI-0678 | WATTS | 957 | RPDA | 4.000 | 103814 | NE CORNER OF BASEMENT
739 | S 3RD ST | 43206- | Active | 48556 | WATTS | 919QT | RP | 0.750 | 103815 | NE CORNER OF BASEMENT
745 | S 3RD ST | 43206-2003 | Active | CB332911 | WILKINS | 720 | PVB | 0.750 | 3576029 | BACK OF HOUSE BY AIR CONDITIONING
862 | S 3RD ST | 43206-2008 | Not Required by DOW | CB638685 | WILKINS | 720A | PVB | 0.750 | 3576072 | BACK OF HOUSE LEFT
862 | S 3RD ST | 43206-2008 | Not Required by DOW | 83293 | WATTS | 919QT | RP | 0.750 | 3649899 | BASEMENT AT POOL FILL LINE
862 | S 3RD ST | 43206-2008 | Active | 85547 | WATTS | 919 | RP | 0.750 | 3649900 | BASEMENT AT METER
874 | S 3RD ST | 43206-2008 | Active | H462985 | FEBCO | 765 | PVB | 0.750 | 98293 | LEFT FRONT IN VINES
216 | S 3RD ST | 43207-2451 | Active | 4758120 | WILKINS | 975XL2 | RP | 0.750 | 3576155 | FRONT CLOSET
2222 | S 3RD ST | 43207-2402 | Not Required by DOW | 409231 | WATTS | 909QT | RP | 1.000 | 57658 | WAREHOUSE SEE RICK CHERUP -Not Removed
2222 | S 3RD ST | 43207-2402 | Active | 4727526 | WILKINS | 975XL2 | RP | 1.500 | 3604399 | MECH CLOSET SW END OF BUILDING
2222 | S 3RD ST | 43207-2402 | Active | UC-1041 | WATTS | LF957 | RPDA | 6.000 | 3629474 | HOTBOX - FIRE SYSTEM
2222 | S 3RD ST | 43207-2402 | Active | 85056 | WATTS | LF919 QT | RP | 0.750 | 3629477 | HOTBOX - FIRE BYPASS
2224 | S 3RD ST | 43207- | Active | 38035 | WATTS | LF919QT | RP | 2.000 | 3646049 | BOLT AND PLUMBING STORAGE AREA
412 | S 3RD ST UNIT 404 | 43215- | Due Install |  |  |  | RP |  | 3575963
65 | S 4TH ST | 43215-4314 | Removed | REM213300 | WILKINS | 975 | RP | 1.000 | 70056 | REMOVED - AT THE CEILING IN THE PENTHOUSE MECHANICAL ROOM
65 | S 4TH ST | 43215-4314 | Removed | 3191777REM | WILKINS | 975XLBMS | RP | 1.500 | 70057 | REMOVED-SOUTHSIDE HALLWAY IN SUBBASEMENT
65 | S 4TH ST | 43215-4314 | Removed | REM3489548 | WILKINS | 975 | RP | 1.000 | 70058 | REMOVED - AT THE CEILING IN THE PENTHOUSE MECHANICAL ROOM
65 | S 4TH ST | 43215-4314 | Active | B07844 | WILKINS | 975 | RP | 6.000 | 70061 | Basement - Water Room West
65 | S 4TH ST | 43215-4314 | Active | B05005 | WILKINS | 975 | RP | 6.000 | 99346 | Basement - Water Room West
65 | S 4TH ST | 43215-4314 | Active | 70873 | AMES | 2000B | DC | 0.750 | 3606059 | Basement - Pump Room
65 | S 4TH ST | 43215-4314 | Active | 1817891213 | AMES | 3000SS | DCDA | 8.000 | 3606060 | Basement - Pump Room
65 | S 4TH ST | 43215-4314 | Not Required by DOW | 327528 | WILKINS | 975XL | RP | 1.000 | 3618662 | Penthouse Boiler Rm - Ceiling by Boiler
65 | S 4TH ST | 43215-4314 | Not Required by DOW | 3489548 | WILKINS | 975XL | RP | 1.000 | 3618663 | Penthouse Boiler Rm - Ceiling by Door
65 | S 4TH ST | 43215-4314 | LPS - Active |  |  |  | LPC |  | 3633908 | DOMESTIC PUMP -
65 | S 4TH ST | 43215-4314 | LPS - Active |  |  |  | LST |  | 3633909 | FIRE PUMP - PUMP ROOM BASEMENT
79 | S 4TH ST | 43215-4314 | Active | 299744 | WATTS | LF009QT | RP | 0.500 | 3576872 | NEXT TO ICE MAKER
24 | S 4TH ST | 43215-5215 | Active | 630568 | WATTS | 909QT | RP | 0.750 | 3576883
260 | S 4TH ST | 43215-5256 | Active | 21K1229 | AMES | 2000SS | DC | 4.000 | 58707 | SOUTHWEST BASEMENT
260 | S 4TH ST | 43215-5256 | Removed | 226875REM | WILKINS | 975 | RP | 0.750 | 58708 | REMOVED - 5TH FLOOR BOILER ROOM
260 | S 4TH ST | 43215-5256 | Active | SC-2636 | WATTS | 957 | RP | 4.000 | 58709 | SOUTHWEST BASEMENT
309 | S 4TH ST | 43215-5428 | Active | 427327 | WATTS | 909QT | RP | 0.750 | 59942 | 5TH FLOOR MECHANICAL ROOM 11' OFF FLOOR
309 | S 4TH ST | 43215-5428 | Active | RE-0048 | WATTS | 957 | RP | 3.000 | 3625080 | COMPLETE WATER METER
309 | S 4TH ST | 43215-5428 | Active | 1925050911 | AMES | 3000SS | DCDA | 6.000 | 3635676 | ON FIRE LINE
309 | S 4TH ST | 43215-5428 | Active | 27158 | WATTS | 007M1-QT | DC | 0.750 | 3635678 | ON FIRE LINE
309 | S 4TH ST | 43215-5428 | LPS - Active |  |  |  | LST |  | 3640916
364 | S 4TH ST | 43215-5424 | Active | L40391 | WILKINS | 375DA | RP | 3.000 | 96718 | MECH ROOM
364 | S 4TH ST | 43215-5424 | Active | 160796 | AMES | 3000SS | DCDA | 8.000 | 96722 | PUMP ROOM - Downtown H. S.
364 | S 4TH ST | 43215-5424 | Active | 57505 | AMES | 2000B | DC | 0.750 | 96723 | PUMP ROOM - Downtown H. S.
364 | S 4TH ST | 43215-5424 | Not Required by DOW | 433423 | WILKINS | 460XL | SVB | 0.500 | 96735 | KITCHEN ABOVE DISH WASHER
364 | S 4TH ST | 43215-5424 | Not Required by DOW | 49795 | WATTS | 008PCQT | PVB | 0.500 | 96736 | KITCHEN ABOVE FREEZER
364 | S 4TH ST | 43215-5424 | Not Required by DOW | 51917 | WATTS | 008PCQT | PVB | 0.500 | 96737 | KITCHEN ABOVE SINK
364 | S 4TH ST | 43215-5424 | Not Required by DOW | 2862298 | WILKINS | 975XLBMS | RP | 0.750 | 96738 | MECH ROOM CEILING
364 | S 4TH ST | 43215-5424 | Not Required by DOW | 2943957 | WILKINS | 975XLBMS | RP | 0.750 | 96739 | MECH ROOM CEILING
364 | S 4TH ST | 43215-5424 | LPS - Active |  |  |  | LPC |  | 3636248 | DOMESTIC PUMP -
364 | S 4TH ST | 43215-5424 | LPS - Active |  |  |  | LST |  | 3646177
544 | S 4TH ST | 43206-1106 | Active | 4746546 | WILKINS | 975XL | RP | 0.750 | 3576897 | BASEMENT AT METER
548 | S 4TH ST | 43206-1106 | Active | 4209360 | WILKINS | 975XL | RP | 0.750 | 3576898 | RIGHT SIDE OF HOUSE
565 | S 4TH ST | 43206-1107 | Active | CB113498 | WILKINS | 720A | PVB | 0.750 | 3576903 | Rear of the house next to back door
123 | S 4TH ST | 43206-3604 | Active | 81329 | WATTS | 919 | RP | 0.750 | 3576917 | NEXT TO METER IN BASEMENT
1380 | S 4TH ST | 43207-1009 | Active | 303392 | WATTS | LF009M3QT | RP | 0.750 | 3576945 | S/E CORNER
1500 | S 4TH ST | 43207-1040 | Active | A00861 | AMES | 4000B | RP | 2.000 | 97122 | ATTIC WEST SIDE - Southwood E. S.
1500 | S 4TH ST | 43207-1040 | Active | JD1195 | AMES | COLT 500-GV | RPDA | 6.000 | 97123 | RISER ROOM - Southwood E. S.
1500 | S 4TH ST | 43207-1040 | Active | 21720 | WATTS | 919AQT | RP | 0.750 | 97124 | RISER ROOM - Southwood E. S.
1500 | S 4TH ST | 43207-1040 | Active | 187818 | WATTS | 909QTFDA | RP | 3.000 | 97192 | METER ROOM - Southwood E. S.
1500 | S 4TH ST | 43207-1040 | Active | 67483 | WATTS | 919AQT | RP | 1.000 | 97226 | MECH ROOM - Southwood E. S.
1500 | S 4TH ST | 43207-1040 | Active | 4512128 | WILKINS | 975XL | RP | 1.000 | 98076 | UPSTAIRS MECHANICAL ROOM - SOUTHWOOD E.S.
1602 | S 4TH ST | 43207-1830 | Inactive | 4343167 | WILKINS | 975XL | RP | 0.750 | 55590 | NW CORNER OF BASEMENT AT WATER METER
1957 | S 4TH ST | 43207-2314 | Active | 3391432 | WILKINS | 975XLBMS | RP | 0.750 | 56760 | 1957 SCALE HSE RESTROOM AT WATER MTR - MID E WALL
1960 | S 4TH ST | 43207-2313 | Due Install |  |  |  |  | 1.000 | 3626402 | BASEMENT S WALL
1980 | S 4TH ST | 43207- | Replaced | REP3617034 | WILKINS | 975XL2 | RP | 1.500 | 102173 | REPLACED- CENTER OF BUILDING AT WATER METER
1980 | S 4TH ST | 43207- | Replaced | 3552011REP | WILKINS | 975XL | RP | 1.500 | 103954 | REPLACED-
1980 | S 4TH ST | 43207- | Removed | 4131241REM | WILKINS | 975XL2 | RP | 1.500 | 3611959 | CENTER OF BUILDING AT WATER METER
1980 | S 4TH ST | 43207- | Active | AC09999 | WILKINS | 975XL2 | RP | 1.500 | 3611960 | DOCK 7 BACKFLOW OF BUILDING
1384 | S 4TH ST UNIT R | 43207-1009 | Active | 64347 | WATTS | 919QT | RP | 0.750 | 3576947 | MECHANICAL ROOM
65 | S 5TH ST | 43215-4307 | Active | 3947890 | WILKINS | 975XL | RP | 2.000 | 3613834 | IN BASEMENT MECH RM N WALL
81 | S 5TH ST | 43215 | Active | AMA02404 | WILKINS | 975 | RP | 2.000 | 3656081
81 | S 5TH ST | 43215 | Active | XK-2462 | COLT | 300 | DCDA | 4.000 | 3656377
81 | S 5TH ST | 43215 | Active | 75168 | AMES | 2000 | DC | 0.750 | 3656378
19 | S 5TH ST | 43215-5234 | Active | 153527 | AMES | 3000SS | DCDA | 6.000 | 95941 | LOWER LEVEL MECH ROOM
199 | S 5TH ST | 43215-5234 | Active | 06285 | WATTS | 007M1 | DC | 0.750 | 95952 | LOWER LEVEL MECH ROOM
199 | S 5TH ST | 43215-5234 | Active | 166157 | WILKINS | 375 | RP | 3.000 | 3658394 | LOWER LEVEL MECH ROOM
199 | S 5TH ST | 43215-5234 | LPS - Active |  |  |  | LST |  | 3659414 | FIRE PUMP - PUMP ROOM
321 | S 5TH ST | 43215- | Due Install |  |  |  | RP |  | 3577672
400 | S 5TH ST | 43215-5430 | Not Required by DOW | 4313043 | WILKINS | xltcu | RP | 0.750 | 62562 | 4TH FLOOR MECH ROOM
400 | S 5TH ST | 43215-5430 | Not Required by DOW | 3103672 | WILKINS | 975XL2 | RP | 1.000 | 62563 | 1ST FLOOR MECH ROOM NE SIDE
400 | S 5TH ST | 43215-5430 | Active | N1410071038 | FEBCO | LF880V | RP | 3.000 | 3607701 | 1ST FLOOR FIRE PUMP/METER ROOM
400 | S 5TH ST | 43215-5430 | Due Install |  |  |  | DCDA | 6.000 | 3632480
660 | S 5TH ST | 43206- | Active | CAA79848 | WILKINS | 720A | PVB | 1.000 | 93360 | LEFT FRONT OF HOUSE, 200 E SYCAMORE
697 | S 5TH ST | 43206-2135 | Active | CB881191 | WILKINS | 720 | PVB | 0.750 | 3577716 | LEFT SIDE OF HOUSE
700 | S 5TH ST | 43206-2123 | Active | 4059659 | WILKINS | 975XL2 | RP | 0.750 | 3577717 | BASEMENT
710 | S 5TH ST | 43206-2123 | Active | ABA19636 | WILKINS | 765 | PVB | 0.750 | 3577722 | BASEMENT
718 | S 5TH ST | 43206-2123 | Removed | 672987REM | WILKINS | 720A | PVB | 0.750 | 87720 | REMOVED - REAR OF HOUSE
718 | S 5TH ST | 43206-2123 | Active | T250773 | WILKINS | 720A | PVB | 0.750 | 3621341 | RIGHT SIDE OF THE HOUSE
731 | S 5TH ST | 43206-2135 | Active | T294826 | WILKINS | 720A | PVB | 0.750 | 101257 | FRONT LEFT OF DOOR (BUSH)
735 | S 5TH ST | 43206-2135 | Active | H543061 | FEBCO | 765 | PVB | 1.000 | 95012 | BACK OF HOUSE BY AC UNIT
742 | S 5TH ST | 43206-2146 | Active | 263436 | WILKINS | 420 | PVB | 1.000 | 71957 | RIGHTSIDE OF HOUSE
742 | S 5TH ST | 43206-2146 | Active | 292817 | WATTS | 800QT | PVB | 0.750 | 95414 | BACK OF HOUSE
753 | S 5TH ST | 43206-2145 | Active | T223587 | WILKINS | 720A | PVB | 0.750 | 3577735 | WEST OF FRONT DOOR BY GARDEN FENCE
759 | S 5TH ST | 43206-2145 | Active | 122934 | WATTS | 800 | PVB | 0.750 | 3577737 | LEFT CENTER
771 | S 5TH ST | 43206-2145 | Active | EAG4570 | WILKINS | 720A | PVB | 0.750 | 3577743 | RIGHT SIDE OF HOUSE
793 | S 5TH ST | 43206-2114 | Active | 138639 | WATTS | 800M4QT | PVB | 1.000 | 72975 | NORTH OF HOME
835 | S 5TH ST | 43206-2609 | Active | T235980 | WILKINS | 720A | PVB | 0.750 | 3577767 | Front of House
839 | S 5TH ST | 43206-2609 | Active | EAE8516 | WILKINS | 720A | PVB | 0.750 | 3577769 | LEFT SIDE OF HOUSE
846 | S 5TH ST | 43206-2610 | Active | CB620469 | WILKILNS | 720 | PVB | 0.750 | 3577772 | LEFT FRONT
847 | S 5TH ST | 43206-2609 | Active | CB544589 | WILKINS | 720A | PVB | 0.750 | 3577773 | FRONT OF HOUSE
866 | S 5TH ST | 43206-2612 | Active | T038529 | WILKINS | 720A | PVB | 0.750 | 102855 | FRONT OF BUILDING
61 | S 6TH ST | 43215-4725 | Active | 63311 | WATTS | 919 | RP | 0.750 | 68992 | BOILER ROOM - Sixth St. Annex
80 | S 6TH ST | 43215-4726 | Not Required by DOW | 72242 | WATTS | 009M2QT | RP | 1.500 | 73132 | On column north of water meter- mech. Room (Lower Level)
80 | S 6TH ST | 43215-4726 | Inactive | 182556 | WATTS | 709 | DC | 4.000 | 73134 | At water meter- mech. Room (Lower Level)
80 | S 6TH ST | 43215-4726 | Not Required by DOW | 186452 | WATTS | 009M2QT | RP | 2.000 | 73135 | On column north of water meter- Mech. Room (Lower Level)
80 | S 6TH ST | 43215-4726 | Inactive | 204700 | WATTS | 909 | RP | 4.000 | 73136 | at water meter- mech. Room (Lower Level)
14 | S 6TH ST | 43215-4607 | Not Required by DOW | 145425 | WATTS | 909 | RP | 3.000 | 54939 | BASEMENT MECH ROOM
141 | S 6TH ST | 43215-4607 | Active not linked | B07547 | WILKINS | 975 | RP | 3.000 | 54940 | BOILER ROOM NEXT TO METER
141 | S 6TH ST | 43215-4607 | Active not linked | 1876401115 | AMES | 3000SS | DCDA | 3.000 | 3625158 | BASEMENT MECH ROOM
141 | S 6TH ST | 43215-4607 | Active not linked | 74303 | AMES | 2000B | DC | 0.750 | 3625159 | BASEMENT MECH ROOM
141 | S 6TH ST | 43215-4607 | Not Required by DOW | 4376765 | WILKINS | XLTCU | RP | 1.000 | 3635410
538 | S 6TH ST | 43206-1271 | Active | T272870 | WILKINS | 720A | PVB | 0.750 | 3578219 | RIGHT SIDE OF HOUSE BY SIDE DOOR
543 | S 6TH ST | 43206-1270 | Active | CB992602 | WILKINS | 720A | PVB | 0.750 | 3578221
595 | S 6TH ST | 43206-1274 | Active | CB602952 | WILKINS | 720A | PVB | 0.750 | 68385 | SOUTH SIDE OF HOUSE
596 | S 6TH ST | 43206-1275 | Active | E011317 | WILKINS | 720A | PVB | 1.000 | 68408 | SOUTHSIDE
628 | S 6TH ST | 43206-1234 | Active | T395899 | WILKINS | 720 | PVB | 0.750 | 3578245 | RIGHT OF FRONT DOOR
702 | S 6TH ST | 43206-2125 | Active | 4051356 | WILKINS | 975XL | RP | 0.750 | 3578251 | BASEMENT BY METER
759 | S 6TH ST | 43206-2128 | Active | T289655 | WILKINS | 720A | PVB | 0.750 | 3578272 | FRONT OF HOUSE
759 | S 6TH ST | 43206-2128 | Active | T291187 | WILKINS | 720A | PVB | 0.750 | 3638555 | REAR OF HOUSE
759 | S 6TH ST | 43206-2128 | Due Install |  |  |  | RP |  | 3658924
764 | S 6TH ST | 43206-2129 | Active | T178635 | WILKINS | 720A | PVB | 0.750 | 3578275 | BACK YARD BEHIND FENCE
774 | S 6TH ST | 43206-2129 | Active | H072011 | FEBCO | 765 | PVB | 0.750 | 72673 | SIDE OF HOUSE
225 | S 6TH ST | 43207-2408 | Replaced | REP286959 | WILKINS | 975XLBMS | RP | 1.500 | 57772 | REPLACED- SE BACK OF BLDG (EAST WALL)
2250 | S 6TH ST | 43207-2408 | Removed | 3940123REM | WILKINS | 975XLBMS | RP | 1.000 | 57773 | ***REMOVED***BOILER ROOM
2250 | S 6TH ST | 43207-2408 | Active | 53088C | WILKINS | 375AST | RP | 4.000 | 88340 | METER BLDG
2250 | S 6TH ST | 43207-2408 | Not Required by DOW | 4100749 | WILKINS | 975XLBMS | RP | 1.500 | 3611764 | SE BACK OF BLDG (EAST WALL) main building 2230 S. 3rd Street
2250 | S 6TH ST | 43207-2408 | Not Required by DOW | 27859 | WATTS | 919QT | RP | 2.000 | 3619981 | MECH RM W SIDE
2250 | S 6TH ST | 43207-2408 | Active | 4352901 | WILKINS | 975XL2 | RP | 0.750 | 3622573 | METER BUILDING
2250 | S 6TH ST | 43207-2408 | Active | 2199D | WILKINS | 375ASTDA | RPDA | 8.000 | 3622574 | METER BUILDING
3311 | S 6TH ST | 43207-3803 | Due Install |  |  |  | RP | 1.500 | 3578382
2406 | S 7TH ST | 43207- | Active | ALA08207 | WILKINS | 975XL3 | RP | 0.750 | 91056 | AT WATER METER--NW CORNER
615 | S 9TH ST | 43206 | Active | 23377 | WATTS | 919QT | RP | 1.500 | 3632982 | METER ROOM
326 | S ALGONQUIN AVE | 43204-1906 | Active | 792862 | WILKINS | 720A | PVB | 0.750 | 60325 | RIGHT HAND SIDE OF HOUSE
50 | S BELLE ST | 43215 | Not Required by DOW | 014128 | WATTS | 909HWM1QT | RP | 2.000 | 3624779 | LEVEL1 METER ROOM PARKING GARAGE
50 | S BELLE ST | 43215 | Active | 005477 | WATTS | 909 | RP | 3.000 | 3624780 | LEVEL1 METER ROOM PARKING GARAGE
50 | S BELLE ST | 43215 | Not Required by DOW | 002627 | WATTS | 909 | RP | 2.500 | 3624781 | LEVEL1 METER ROOM PARKING GARAGE
50 | S BELLE ST | 43215 | Active | 26235 | WATTS | 007QT | DC | 0.750 | 3624957
50 | S BELLE ST | 43215 | Active | 1912100317 | AMES | 3000SS | DCDA | 6.000 | 3624958
20 | S BROADLEIGH RD | 43209-1905 | Active | HF41230 | FEBCO | 765 | PVB | 0.750 | 3377643 | FRONT
227 | S BROADLEIGH RD | 43209-1905 | Active | CAA30878 | WILKINS | 720A | PVB | 0.750 | 3377646 | FRONT OF HOUSE
232 | S BROADLEIGH RD | 43209-1904 | Active | CB443308 | WILKINS | 720 | PVB | 0.750 | 3377647 | RIGHT SIDE OF HOUSE
99 | S CENTRAL AVE | 43222-1057 | Active | 00859 | AMES | 5000 | RPDA | 8.000 | 96269 | MECH ROOM S/E
99 | S CENTRAL AVE | 43222-1057 | Active | 076992 | WATTS | LF909QT | RP | 0.750 | 96363 | MECH ROOM
99 | S CENTRAL AVE | 43222-1057 | Not Required by DOW | 2830801 | WILKINS | 975XLBMS | RP | 1.500 | 96364 | MECH ROOM 107 SOUTH
99 | S CENTRAL AVE | 43222-1057 | Active | IB-0575 | WATTS | 957 | RP | 3.000 | 97031 | MAINT AREA 1ST FLOOR SE CORNER
12 | S CENTRAL AVE | 43222-1325 | Active | 89100 | APOLLO | RPLF4A | RP | 3.000 | 3658062 | BASEMENT WEST WALL
122 | S CENTRAL AVE | 43222-1325 | Active | N78426 | WILKENS | 350DA | DCDA | 6.000 | 3658063 | BASEMENT WEST WALL
122 | S CENTRAL AVE | 43222-1325 | Active | HC63308 | WILKENS | 950XLD | DC | 0.750 | 3658064 | BASEMENT WEST WALL
145 | S CENTRAL AVE | 43222 | Not Required by DOW | 3489544 | WILKINS | 975 | RP | 1.000 | 3605770
145 | S CENTRAL AVE | 43222 | Active | Q06452 | WILKINS | 475 | RP | 4.000 | 3607820 | Boiler Room - Starling M. S.
145 | S CENTRAL AVE | 43222 | Active | 68925 | AMES | 2000B | DC | 0.750 | 3609617 | HOT BOX BY NORTH DRIVE - Starling K8
145 | S CENTRAL AVE | 43222 | Active | 1783240812 | AMES | 3000SS | DCDA | 8.000 | 3609618 | HOT BOX BY NORTH DRIVE - Starling K8
154 | S CENTRAL AVE | 43222 | Active | 86185 | APOLLO | RPLF4A | RP | 4.000 | 3658047 | RISER ROOM S SIDE
154 | S CENTRAL AVE | 43222 | Active | 1063540924 | WATTS | 3000SS | DCDA | 6.000 | 3658048 | RMETER ROOM S SIDE
154 | S CENTRAL AVE | 43222 | Active | 34370 | WATTS | 007M1QT | DC | 0.750 | 3658049 | METER ROOM S SIDE
199 | S CENTRAL AVE | 43223-1301 | Not Required by DOW | S21815 | WILKINS | 975 | RP | 3.000 | 56872 | BOILER ROOM
199 | S CENTRAL AVE | 43223-1301 | Not Required by DOW | 4871049 | WILKINS | 975XL2 | RP | 1.000 | 56873 | BASEMENT BOILER ROOM
199 | S CENTRAL AVE | 43223-1301 | Active | 44141 | WILKENS | 375AST | RP | 6.000 | 3632587 | HOT BOX
204 | S CENTRAL AVE | 43223- | Active | 558621 | WATTS | 909QT | RP | 0.750 | 3386905 | IN MECH ROOM AT WATER METER IN FELLOWSHIP HALL SEPERATE BLDG SW CORNER
329 | S CENTRAL AVE | 43223-1352 | Due Install |  |  |  | RP | 0.750 | 3386938
363 | S CENTRAL AVE | 43223-1901 | NULL | [5 empty] | 3386940
444 | S CENTRAL AVE | 43223-1947 | Removed | 116089 | WATTS | 009QT | RP | 0.750 | 64007 | SW CORNER BY METER
444 | S CENTRAL AVE | 43223-1947 | Active | 447365 | WATTS | 009QT | DC | 0.750 | 3654573 | SW CORNER BY METER
525 | S CENTRAL AVE | 43223-1970 | Due Install |  |  |  | RP | 1.000 | 3386957
525 | S CENTRAL AVE | 43223-1970 | Due Install |  |  |  | DCDA | 8.000 | 3635783
38 | S CHAMPION AVE | 43205-1474 | Active | CB113660 | WILKINS | 720A | PVB | 0.750 | 3387318 | RIGHT SIDE BACK
60 | S CHAMPION AVE | 43205-2727 | Active | ALA85884 | WILKIN S | 975XL3 | RP | 0.750 | 3387382
197 | S CHAMPION AVE | 43207-2040 | Not Required by DOW |  |  |  | RP |  | 3387773
1460 | S CHAMPION AVE UNIT A | 43206-3072 | Active | 153142 | AMES | 3000SS | DCDA | 2.500 | 89236 | BASEMENT SOUTH WALL
1460 | S CHAMPION AVE UNIT A | 43206-3072 | Active | 51584 | AMES | 2000B | DC | 0.750 | 89237 | BASEMENT SOUTH WALL
1460 | S CHAMPION AVE UNIT A | 43206-3072 | Active | 4594615 | WILKINS | 975XL | RP | 0.750 | 3631376 | BASEMENT SOUTH WALL
227 | S CHESTERFIELD RD | 43209-1912 | Active | G242351 | WILKINS | 720A | PVB | 0.750 | 100110 | LEFT SIDE OF HOUSE
242 | S CHESTERFIELD RD | 43209-1913 | Active | CB489332 | WILKINS | 720 | PVB | 0.750 | 3390316 | RIGHT FRONT CORNER
337 | S CHESTERFIELD RD | 43209-1914 | Active | T205046 | WILKINS | 720A | PVB | 0.750 | 3390336 | Front of House
349 | S CHESTERFIELD RD | 43209-1917 | Active | 263386 | WATTS | 800M4QT | PVB | 1.000 | 60838 | LEFT SIDE OF HOME
85 | S CLARENDON AVE | 43223-1059 | Active | 1074178 | WILKINS | 975XL | RP | 1.500 | 73970 | MAINTENANCE ROOM ON SOUTHSIDE OF BUILDING
85 | S CLARENDON AVE | 43223-1059 | Not Required by DOW | 232368 | WATTS | 007M1QT | DC | 1.000 | 73971 | GYM STORAGE ROOM 128 NE CORNER OF BUILDING
85 | S CLARENDON AVE | 43223-1059 | Not Required by DOW | 06047 | WATTS | 007M2QT | DC | 1.250 | 73972 | MECH RM 107 SOUTH SIDE
13 | S COLS AIRPORT RD | 43207-4379 | Not Required by DOW | AMA02410 | WILKINS | 975XL3 | RP | 1.500 | 3395595 | S BUILDING E WALL
1300 | S COLS AIRPORT RD | 43207-4379 | Not Required by DOW | AMA05247 | WILKINS | 975XL3 | RP | 1.500 | 3635632 | EAST EXTERIOR WALL S BUILDING
1300 | S COLS AIRPORT RD | 43207-4379 | Active | B113603 | WILKINS | 375 | RP | 1.500 | 3656727 | MECH ROOM BY BREAK ROOM BUILDING N/E OF GATE
1300 | S COLUMBUS AIRPORT RD BLDG OFFICE | 43207 | Active | 034788 | WATTS | LF909QT | RP | 1.000 | 3623311 | CLOSET SW CORNER OF BUILDING
127 | S DAVIS AVE | 43222 | Active | TC-1062 | WATTS | 957 | RP | 4.000 | 3639490 | OUTSIDE METER HOUSE OFF OF W TOWN ST
127 | S DAVIS AVE | 43222 | Active | G40131 | DERINGER | 40G | RP | 8.000 | 3639491 | OUTSIDE METER HOUSE OFF OF W TOWN ST
127 | S DAVIS AVE | 43222 | Not Required by DOW | 051952 | WATTS | LF909QT | RP | 0.750 | 3646440 | COOLING TOWER
275 | S DORCHESTER RD | 43221-3035 | Active | 4746554 | WILKINS | 975XL2 | RP | 0.750 | 59222 | FRONT OF HOUSE
2766 | S DORCHESTER RD | 43221-3036 | Active | 35912 | WILKINS | 720A | PVB | 1.000 | 59234 | BEHIND FENCE
2786 | S DORCHESTER RD | 43221-3036 | Active | F022354 | WILKINS | 720A | PVB | 0.750 | 90152 | FRONT OF HOUSE
2796 | S DORCHESTER RD | 43221-3036 | Active | 2717149 | WILKINS | 375 | RP | 1.000 | 100069 | BASEMENT
2800 | S DORCHESTER RD | 43221-3036 | Active | T299950 | WILKINS | 720 A | PVB | 0.750 | 3407586 | REAR CENTER
2811 | S DORCHESTER RD | 43221-3035 | Active | T439691 | WILKINS | 720A | PVB | 0.750 | 3407587 | LEFT SIDE
2827 | S DORCHESTER RD | 43221-3035 | Active | H829159 | FEBCO | 765 | PVB | 0.750 | 59397 | LEFT SIDE OF DOOR
2860 | S DORCHESTER RD | 43221-3036 | Active | T481477 | WILKINS | 720A | PVB | 0.750 | 3407591 | RIGHT CENTER
2908 | S DORCHESTER RD | 43221-3038 | Active | EAC4389 | WILKINS | 720A | PVB | 0.750 | 90153 | RIGHT SIDE OF HOUSE
2991 | S DORCHESTER RD | 43221-3041 | Active | AD5032 | FEBCO | 765 | PVB | 0.750 | 59669 | FRONT RIGHT CORNER
2997 | S DORCHESTER RD | 43221 | Active | CB655265 | WILKINS | 720A | PVB | 0.750 | 3639513 | Left Front
3000 | S DORCHESTER RD | 43221-3042 | Removed | H178753REM | FEBCO | 765 | PVB | 0.750 | 59781 | REMOVED-FRONT OF HOUSE TO RIGHT OF DOOR
3000 | S DORCHESTER RD | 43221-3042 | Active | T300028 | WILKINS | 720A | PVB | 0.750 | 3633507 | FRONT OF HOUSE NEXT TO GARAGE
3001 | S DORCHESTER RD | 43221-3041 | Active | AC7820 | FEBCO | 765 | PVB | 0.750 | 90155 | LEFT SIDE OF HOUSE
3099 | S DORCHESTER RD | 43221-2674 | Active | T038256 | WILKINS | 720A | PVB | 0.750 | 100520 | FRONT OF HOUSE
3130 | S DORCHESTER RD | 43221-2637 | Active | VAA4641 | WILKINS | 720A | PVB | 0.750 | 3407606 | RIGHT FRONT
3133 | S DORCHESTER RD | 43221-2636 | Active | CB332963 | WILKINS | 720A | PVB | 0.750 | 3407607 | FRONT OF HOUSE
7 | S EALY CROSSING | 43054 | Active | CB325087 | WILKINS | 720 | PVB | 0.750 | 3623105 | LEFT SIDE OF HOUSE
1 | S EALY CROSSING | 43054 | Active | EAG2480 | WILKINS | 720A | PVB | 0.750 | 3611462 | RIGHT SIDE BEHIND WALL
17 | S EALY CROSSING | 43054 | Active | CB544361 | WILKINS | 720A | PVB | 0.750 | 3641038 | FRONT OF HOUSE
1 | S EALY XING | 43054 | Active | T436142 | WILKINS | 720A | PVB | 0.750 | 3653621 | RIGHT SIDE OF HOUSE
9 | S EALY XING | 43054 | Active | CAA48164 | WILKINS | 720A | PVB | 0.750 | 3655039 | RIGHT SIDE OF HOUSE
2 | S EDENBURGH DR | 43219-1337 | Active | 51455 | FEBCO | 765 | PVB | 1.000 | 90210 | FRONT OF HOUSE
1689 | S FRANKLIN PK | 43205-2104 | Active | 916214 | WATTS | 800M4QT | PVB | 1.000 | 3424767 | FRONT OF HOUSE NORTHEAST CORNER
20 | S FRONT ST | 43215-4171 | Not Required by DOW | 3176584 | WILKINS | 975XLBMS | RP | 0.750 | 98805 | IN BASEMENT AT MOP SINK
20 | S FRONT ST | 43215-4171 | Active | 11862 | Watts | 919AQT | RP | 1.500 | 3611763 | in the basement
25 | S FRONT ST | 43215-4176 | Not Required by DOW | 02157 | WATTS | 909M1HWQT | RP | 2.000 | 58461 | PENTHOUSE BY RESTROOM
25 | S FRONT ST | 43215-4176 | Active | 257032 | WATTS | 909 | RP | 6.000 | 58462 | BASEMENT-NW CORNER
25 | S FRONT ST | 43215-4176 | Not Required by DOW | 061144 | Watts | LF909QT | RP | 1.000 | 58463 | Penthouse ceiling near stairway
25 | S FRONT ST | 43215-4176 | Not Required by DOW | 38749 | WATTS | 009M2QT | RP | 1.500 | 58464 | BASEMENT NW CORNER
25 | S FRONT ST | 43215-4176 | Active | 108533 | AMES | 3000SS | DCDA | 6.000 | 58465 | Garage Fire Pump Cage
25 | S FRONT ST | 43215-4176 | Active | 46262 | WATTS | 007SSM1PCQT | DC | 0.750 | 89401 | GARAGE IN FIRE PUMP CAGE
25 | S FRONT ST | 43215-4176 | LPS - Active |  |  |  | LPC |  | 3635456 | DOMESTIC PUMP -
25 | S FRONT ST | 43215-4176 | LPS - Active |  |  |  | LST |  | 3635457 | FIRE PUMP - GARAGE, PUMP ROOM
50 | S FRONT ST | 43215-4129 | Not Required by DOW | 26635 | WATTS | 909HWQT | RP | 0.750 | 62883 | 7TH FL MEN'S LOCKER RM IN MECH ROOM (CAPITAL CLUB)
50 | S FRONT ST | 43215-4129 | Not Required by DOW | 060722 | WATTS | LF909QT | RP | 0.750 | 62888 | UNDER EXPANSION TANK ON MEZZ (CAPITAL CLUB) 8TH FL MECHANICAL
50 | S FRONT ST | 43215-4129 | Active | 184363 | WATTS | 909 | RP | 4.00 | 65611 | AFTER METER IN FIRE PUMP ROOM
50 | S FRONT ST | 43215-4129 | Not Required by DOW | 593816 | WATTS | 909QT | RP | 1.000 | 65612 | SOUTH PENTHOUSE BOILER ROOM
50 | S FRONT ST | 43215-4129 | Not Required by DOW | 595347 | WATTS | 909QT | RP | 1.000 | 65613 | BOILER ROOM, MECHANICAL ROOM TOP FLOOR, PENTHOUSE
50 | S FRONT ST | 43215-4129 | Not Required by DOW | 596291 | WATTS | 909QT | RP | 1.000 | 65614 | BOILE ROOM MECHANICAL ROOM TOP FLOOR PENTHOUSE
50 | S FRONT ST | 43215-4129 | Not Required by DOW | 0000990 | AMES | 4000B | RP | 2.00 | 65615 | LAUNDRY & HSKP STORAGE 1ST FLOOR
50 | S FRONT ST | 43215-4129 | LPS - Active |  |  |  | LST |  | 3633911 | FIRE PUMP - PUMP ROOM
50 | S FRONT ST | 43215-4129 | Active | SK2121 | WATTS | 757DCDABF | DCDA | 8.00 | 3633912
50 | S FRONT ST | 43215-4129 | Active | 220626 | WATTS | 007M3-FP | DC | 0.750 | 3636183 | Fire pump room N.W. corner lower level in garage
11 | S FRONT ST | 43215- | Active | 3DN1572 | AMES | 3000SS | DCDA | 8.000 | 54042 | 1st Flr - OEPA Storage room - Front Street Level
114 | S FRONT ST | 43215- | Active | 2986 | AMES | 2000B | DC | 0.750 | 54043 | 1st Flr - OEPA Storage Room Front Street Level
114 | S FRONT ST | 43215- | Not Required by DOW | 430451 | WATTS | 909M1QT | RP | 1.500 | 93472 | 1st Flr - FSL Grey Water Cistern Make up Water
114 | S FRONT ST | 43215- | Active | 207170 | WATTS | 909 | RP | 4.000 | 93473 | Basement - Old Boiler / Water Room
114 | S FRONT ST | 43215- | Not Required by DOW | 429542 | WATTS | 909M1QT | RP | 1.500 | 93474 | 10th Flr - Mechanical Room
114 | S FRONT ST | 43215- | Not Required by DOW | 428477 | WATTS | 909M1QT | RP | 1.500 | 93475 | 9th Flr - Mechanical Room
114 | S FRONT ST | 43215- | LPS - Active | LP-114 |  |  | LST |  | 97983 | FIRE PUMP - FIRE PUMP ROOM
114 | S FRONT ST | 43215- | Not Required by DOW | 140284 | WATTS | 009M2PCQT | RP | 1.500 | 99393 | 9th Flr - Mechanical Room
114 | S FRONT ST | 43215- | Not Required by DOW | 331200 | WATTS | 009M2PCQT | RP | 1.000 | 99394 | 1st Flr - State Street Dock Mechanical Room
114 | S FRONT ST | 43215- | Not Required by DOW | 278851 | WATTS | 009M2PCQT | RP | 1.000 | 99402 | 1st Flr - State Street Dock Mechanical Room
114 | S FRONT ST | 43215- | Not Required by DOW | 32960 | WATTS | 919AQT | RP | 0.750 | 100753 | 2nd Flr - Corridor Retail
114 | S FRONT ST | 43215- | Not Required by DOW | 30245 | WATTS | 919AQT | RP | 1.000 | 100754 | 8th Floor - Maintenance Shop Area
114 | S FRONT ST | 43215- | LPS - Active |  |  |  | LPC | 0.000 | 3635539 | DOMESTIC PUMP - At pump by water meter
114 | S FRONT ST | 43215- | Active | AG-114 |  |  | AG | 1.000 | 3635619 | 10th Floor - Roof Top
145 | S FRONT ST | 43215-4116 | Active | 329997 | WILKINS | 975 | RP | 1.000 | 55052 | PUMP ROOM 7TH FLOOR
145 | S FRONT ST | 43215-4116 | Active | 254727 | WATTS | 909M1QT | RP | 2.000 | 55053 | PUMP ROOM
145 | S FRONT ST | 43215-4116 | Due Install |  |  |  | RP | 6.000 | 3639435 | GARAGE SW CORNER IN CAGE METER ON SOUTH WALL
145 | S FRONT ST | 43215-4116 | Due Install |  |  |  | DCDA | 6.000 | 3639436 | STATE OF OHIO GARAGE MIDDLE OF WEST WALL
203 | S FRONT ST | 43215- | Not Required by DOW | 212119 | CONBRACO | 40207A2U | RP | 1.500 | 98726 | pump room MIDDLE OF BOTH BUILDINGS
203 | S FRONT ST | 43215- | Not Required by DOW | A10212 | AMES | 4000B | RP | 2.000 | 98734 | MECH ROOM IN SUB BASEMENT - NEXT TO 74 PARKFRONT COURT
203 | S FRONT ST | 43215- | Active | 1709330110 | AMES | 3000SS | DCDA | 6.000 | 98737 | LOWER LEVEL - EASTSIDE OF BUILDING
203 | S FRONT ST | 43215- | Active | 14148 | WATTS | 007M1QT | DC | 0.750 | 98738 | LOWER LEVEL - EAST SIDE OF BUILDING
203 | S FRONT ST | 43215- | Active | 22737 | WATTS | LF009 | RP | 4.000 | 100705 | Water Meter room
203 | S FRONT ST | 43215- | Not Required by DOW | A02213 | AMES | 4000B | RP | 2.000 | 3650882
203 | S FRONT ST | 43215- | Not Required by DOW | 062553 | WATTS | LF009M2QT | RP | 1.500 | 3650883
232 | S FRONT ST | 43215- | Active | 623685 | WATTS | 919AQT | RP | 1.000 | 98167 | N METER ROOM AT WATER METER E DR THRU GARAGE BY OFFICES
272 | S FRONT ST | 43215- | Active | PD-2924 | WATTS | 957 | RP | 4.000 | 3425633 | 272 S Front St Southwest corner of basement
272 | S FRONT ST | 43215- | Active | 1846381014 | AMES | 3000DCDA | DCDA | 6.000 | 3613402 | PUMP ROOM FIRST FLOOR
272 | S FRONT ST | 43215- | Active | 23318 | WATTS | 007M1PCQT | DC | 0.750 | 3613403 | PUMP ROOM FIRST FLOOR
303 | S FRONT ST | 43215- | Removed | REM3HM0838 | AMES | 3000SS | DCDA | 4.000 | 59625 | ***REMOVED***BOILER ROOM IN BASEMENT
303 | S FRONT ST | 43215- | Removed | REM563454 | WILKINS | 975XL | RP | 1.500 | 59626 | ***REMOVED***NEXT TO METER IN BASEMENT ON EAST SIDE
303 | S FRONT ST | 43215- | Removed | REM973 | AMES | 2000SS | DC | 0.750 | 59627 | ***REMOVED***BOILER ROOM IN BASEMENT
303 | S FRONT ST | 43215- | Active | RD-1292 | WATTS | 957 | RP | 3.000 | 3623227 | NW METER/RISER ROOM BY GARAGE ENTRANCE
303 | S FRONT ST | 43215- | Active | 1920780817 | AMES | 3000SS | DCDA | 4.000 | 3623228 | NW METER/RISER ROOM BY GARAGE ENTRANCE
303 | S FRONT ST | 43215- | Active | 78519 | AMES | 2000B | DC | 0.750 | 3623229 | NW METER/RISER ROOM
399 | S FRONT ST | 43215 | Active | 64996 | WATTS | 919 qt | RP | 0.750 | 102445 | THROUGH LAUNDRY ROOM IN BASEMENT
399 | S FRONT ST | 43215 | Active | 29112 | watts | 919 qt | RP | 2.000 | 102446 | ABOVE HOT WATER TANKS MECHANICAL ROOM
400 | S FRONT ST | 43215- | Active | 249480 | WATTS | 909 | RP | 6.000 | 61659 | 373 S HIGH ST - PARKING GARAGE S WALL MECH ROOM
400 | S FRONT ST | 43215- | Active | 249481 | WATTS | 909 | RP | 6.000 | 61660 | 373 S HIGH ST - PARKING GARAGE S WALL MECH RM
400 | S FRONT ST | 43215- | LPS - Active |  |  |  | LPC |  | 3626244 | DOMESTIC PUMP -
400 | S FRONT ST | 43215- | Due Install |  |  |  | DC | 8.000 | 3626943
455 | S FRONT ST | 43215- | NULL | [5 empty] | 3425635
470 | S FRONT ST | 43215- | Not Required by DOW | W79012 | WILKINS | 575 | RP | 0.750 | 64830 | USE 6/3/15 CAG. BASEMENT ABOVE HOT WATER TANKS -- 444 S FRONT ST (S# W79012)
470 | S FRONT ST | 43215- | Removed | 3164233REM | WILKINS | 975XL | RP | 0.750 | 103260 | ABOVE CEILING MEN'S RR JUST INSIDE DOOR - 456 N FRONT ST
470 | S FRONT ST | 43215- | Active | 24953C | WILKINS | 375AST | RP | 4.000 | 3629527
470 | S FRONT ST | 43215- | Active | 2104120939 | FEBCO | LF870V | DCDA | 8.000 | 3629528
477 | S FRONT ST | 43215-5625 | Replaced | REP54764 | WATTS | 009M1PCQT | RP | 1.500 | 64995 | REPLACED- IN BASEMENT ABOVE WATER METER
477 | S FRONT ST | 43215-5625 | Active | 4117379 | WILKINS | 975XL2 | RP | 1.500 | 3611759 | IN BASEMENT ABOVE WATER METER
477 | S FRONT ST | 43215-5625 | Due Install | [5 empty] | 3638766
485 | S FRONT ST | 43215 | Active | 1254860003 | AMES | 3000SS | DCDA | 6.000 | 65227 | NE CORNER
485 | S FRONT ST | 43215 | Active | 1318700 | WILKINS | 975A | RP | 1.500 | 65228 | AFTER METER NE END OF STAGE AREA
485 | S FRONT ST | 43215 | Active | 569021 | WATTS | 007QT | DC | 0.750 | 65229 | NE CORNER
500 | S FRONT ST | 43215-7619 | Not Required by DOW | 4728348 | WILKINS | 975XL2 | RP | 1.000 | 65645 | 6th Floor Parking Garage - Storage Rm
500 | S FRONT ST | 43215-7619 | Not Required by DOW | 4120971 | WILKINS | 975 | RP | 1.000 | 65646 | 6th Floor Parking Garage - Mechanical Rm
500 | S FRONT ST | 43215-7619 | Not Required by DOW | ALA23432 | WILKINS | 975XL3 | RP | 1.000 | 90850 | 6th Floor Parking Garage - Mechanical Rm
500 | S FRONT ST | 43215-7619 | Not Required by DOW | 44640 | WATTS | 009M2QT | RP | 1.500 | 90851 | Dock Area - Rear Mail Room
500 | S FRONT ST | 43215-7619 | Active | WL- 0513 | AMES | COLT-300GV | DCDA | 8.000 | 3629608
500 | S FRONT ST | 43215-7619 | Active | 40374 | WILKINS | 375AST | RP | 4.000 | 3639416
500 | S FRONT ST | 43215-7619 | Active | 71624 | AMES | 200BM3 | DC | 0.750 | 3654622
500 | S FRONT ST | 43215-7619 | LPS - Active |  |  |  | LST |  | 3656958 | FIRE PUMP - FIRE PUMP ROOM
500 | S FRONT ST | 43215-7619 | LPS - Active |  |  |  | LST |  | 3659293 | DOMESTIC PUMP - MECH RM, 6TH FL
503 | S FRONT ST | 43215-5666 | Active | 227365 | WILKINS | 975 | RP | 2.000 | 65770 | INSIDE METER ROOM
503 | S FRONT ST | 43215-5666 | Active | XD-1485 | AMES | COLT 300GV | DCDA | 6.000 | 3629339
503 | S FRONT ST | 43215-5666 | Active | 73653 | AMES | 2000BM3 | DC | 0.750 | 3654599
503 | S FRONT ST | 43215-5666 | Active | 259108 | WILKINS | 975 | RP | 1.000 | 3586156 | INSIDE METER ROOM
514 | S FRONT ST | 43215- | Due Install |  |  |  | RP | 3.000 | 3425637 | AT MTR BASEMENT W/SIDE
514 | S FRONT ST | 43215- | Due Install |  |  |  | RPDA | 6.000 | 3641236 | AT MTR BASEMENT W/SIDE
544 | S FRONT ST | 43215- | Active | 1731170910 | AMES | 3000SS | DCDA | 6.000 | 103297 | 544 S FRONT ST, BASEMENT MECHANICAL ROOM
544 | S FRONT ST | 43215- | Active | 16932 | WATTS | 007M1QT | DC | 0.750 | 103301 | 544 S FRONT ST, BASEMENT MECHANICAL ROOM
544 | S FRONT ST | 43215- | Due Install |  |  |  | RP | 4.000 | 3658438 | 544 S FRONT ST, BASEMENT MECHANICAL ROOM
570 | S FRONT ST | 43215-1170 | Active | MD-1645 | WATTS | 957Z | RP | 3.000 | 101980 | Sprinkler-Riser-Water Room West Wall LL
570 | S FRONT ST | 43215-1170 | Active | H018140 | FEBCO | 805YB | DC | 0.750 | 101982 | Sprinkler-Riser-Water Room West Wall LL
570 | S FRONT ST | 43215-1170 | Active | N1205150605 | FEBCO | 876V | DCDA | 6.000 | 101983 | Sprinkler-Riser-Water Room West Wall LL
570 | S FRONT ST | 43215-1170 | Not Required by DOW | 3616737 | WILKINS | 975 | RP | 1.000 | 102554 | Sprinkler-Riser-Water Room West Wall LL
600 | S FRONT ST | 43215- | Active | 438869 | WATTS | 909M1QT | RP | 1.500 | 96717 | METER ROOM
600 | S FRONT ST | 43215- | Active | 439070 | WATTS | 909M1QT | RP | 1.500 | 96725 | METER ROOM
600 | S FRONT ST | 43215- | Active | 164519 | AMES | 3000SS | DCDA | 4.000 | 96726 | mechanical room in parking garage
600 | S FRONT ST | 43215- | Active | 59745 | AMES | 2000B | DC | 0.750 | 96727 | mechanical room in parking garage
600 | S FRONT ST | 43215- | Not Required by DOW | 619063 | WATTS | 909QT | RP | 1.000 | 100556 | METER ROOM
600 | S FRONT ST | 43215- | Not Required by DOW | 06376 | WATTS | 919 | RP | 0.500 | 3618352 | BASEMENT BOILER ROOM
600 | S FRONT ST | 43215- | LPS - Active |  |  |  | LST |  | 3659328
605 | S FRONT ST | 43215-5777 | Not Required by DOW | 00104 | AMES | 2000SE | DC | 6.000 | 68796 | BASEMENT MECH ROOM NEXT TO FIRE PUMP
605 | S FRONT ST | 43215-5777 | Not Required by DOW | 1204346 | WILKINS | 975XL | RP | 1.500 | 68797 | BASEMENT MECHANICAL ROOM LOWER PARKING GARAGE
605 | S FRONT ST | 43215-5777 | Not Required by DOW | 132109 | WATTS | 909 | RP | 3.000 | 68798 | 585 S Front FIRE PUMP ROOM
605 | S FRONT ST | 43215-5777 | Active | 254410 | WATTS | 909 | RP | 6.000 | 68799 | IN BASEMENT MECH ROOM
605 | S FRONT ST | 43215-5777 | Not Required by DOW | 100567 | AMES | 2000SE | DC | 6.000 | 89194 | FIRE PUMP ROOM (585 S FRONT)
605 | S FRONT ST | 43215-5777 | Not Required by DOW | 139156 | WATTS | 009M2QT | RP | 2.000 | 90338 | BASEMENT NE CORNER STORAGE ROOM (585 S FRONT)
605 | S FRONT ST | 43215-5777 | LPS - Active |  |  |  | LST |  | 3654597 | FIRE PUMP - 605 LOWER LEVEL FIRE PUMP ROOM
605 | S FRONT ST | 43215-5777 | LPS - Active |  |  |  | LST |  | 3657606 | FIRE BOOSTER PUMP - 585 LOWER LEVEL FIRE PUMP ROOM
641 | S FRONT ST | 43206- | Active | 177119 | WATTS | LF009M2QT | RP | 1.000 | 70089 | IN METER ROOM IN PARKING GARAGE ATMTR
713 | S FRONT ST | 43206-1013 | Active | 5029215 | WILKINS | XL2 | RP | 1.000 | 3425653 | CABINET BY SINK
841 | S FRONT ST | 43206-2501 | Due Install | [5 empty] | 3425685
875 | S FRONT ST | 43206- | Active | 154447 | WATTS | 909M1QT | RP | 1.500 | 57273 | IN BASEMENT OF WHITTIER ST STORM TANK
875 | S FRONT ST | 43206- | Removed | 300289REM | WATTS | 009M2QT | RP | 2.000 | 103619 | 155 W WHITTIER, HOT BOX BESIDE DRIVE
875 | S FRONT ST | 43206- | Due Install |  |  |  | RP | 1.500 | 3638551
924 | S FRONT ST | 43206-2521 | Active | 542258 | WILKINS | 720A | PVB | 0.750 | 74635 | REAR OF HOUSE
940 | S FRONT ST | 43206-2521 | Active | A277718 | WILKINS | 375XL | RP | 0.750 | 103843 | BY WATER METER, BEHIND WATER SOFTNER
940 | S FRONT ST | 43206-2521 | Active | 180441 | AMES | 3000SS | DCDA | 3.000 | 103912 | KITCHEN BACK WALL
940 | S FRONT ST | 43206-2521 | Active | 70267 | AMES | 2000B | DC | 0.750 | 103913 | KITCHEN BACK WALL
982 | S FRONT ST | 43206 | Active | 14140 | WATTS | 919QT | RP | 1.500 | 100629 | METER ROOM
982 | S FRONT ST | 43206 | Active | 1730621010 | AMES | 3000SS | DCDA | 4.000 | 100636 | RISER ROOM
982 | S FRONT ST | 43206 | Active | 65747 | AMES | 2000B | DC | 0.750 | 100637 | RISER ROOM
100 | S FRONT ST | 43206-2559 | Due Install |  |  |  | RP | 3.000 | 3425711 | AT PIT
1070 | S FRONT ST | 43206-3404 | Active | 155432 | AMES | 3000SS | DCDA | 3.000 | 94425 | BASEMENT
1070 | S FRONT ST | 43206-3404 | Active | 53735 | AMES | 2000B | DC | 0.750 | 94430 | BASEMENT
1160 | S FRONT ST | 43206-3436 | Active | 84617 | WATTS | LF919QT | RP | 0.750 | 3425715
1164 | S FRONT ST | 43206-3436 | Active | 232038 | WATTS | LF009QT | RP | 0.750 | 3425716 | IN RESTROOM ABOVE TOILET
1182 | S FRONT ST | 43206-3436 | Active | 3635504 | WILKINS | 975XL2 | RP | 0.750 | 54195 | ELECTRICAL ROOM NORTH OF THE FRONT DOOR
1193 | S FRONT ST | 43206- | Active | 4490531 | WILKINS | 975XL2 | RP | 0.750 | 3425718 | IN FURNACE ROOM NEXT TO WATER METER E WALL
1250 | S FRONT ST | 43206-3437 | Due Install |  |  |  | RP | 0.750 | 3654135
329 | S FRONT ST REAR R | 43215-5005 | Active | 3415403 | WILKINS | 975XL | RP | 0.750 | 60365 | UNDER CABINET BY METER, BEHIND ACCESS PANEL FIRST OFFICE ON RIGHT
65 | S FRONT ST UNIT A | 43215-4131 | Active | W045512 | WILKINS | 975XL | RP | 0.750 | 70062 | STORE ROOM BEHIND LAUNDRY DOCK SECURITY
65 | S FRONT ST UNIT A | 43215-4131 | Active | 1342888 | WILKINS | 975XL | RP | 2.000 | 70063 | BASEMENT - BOILER ROOM
65 | S FRONT ST UNIT A | 43215-4131 | Active | W019194 | WILKINS | 950XLU | DC | 0.750 | 70064 | BASEMENT WATER SERVICE METER ROOM
65 | S FRONT ST UNIT A | 43215-4131 | Active | 4974427 | WILKINS | 975XL2 | RP | 2.000 | 70065 | BOILER ROOM- BASEMENT
65 | S FRONT ST UNIT A | 43215-4131 | Active | 254649 | WATTS | 909 | RP | 6.000 | 70066 | NEXT TO METER
65 | S FRONT ST UNIT A | 43215-4131 | Active | N04403 | WILKINS | 350DA | DCDA | 8.000 | 70067 | BASEMENT - WATER SERVICE ROOM
65 | S FRONT ST UNIT A | 43215-4131 | Active | L05105 | WILKINS | 375 | RP | 3.000 | 70068 | PENT HOUSE, 16TH FLOOR
65 | S FRONT ST UNIT A | 43215-4131 | Active | W162371 | WILKINS | 950XL | DC | 0.750 | 70069 | BASEMENT BOILER ROOM NE CORNER
65 | S FRONT ST UNIT A | 43215-4131 | Active | W162387 | WILKINS | 950XL | DC | 0.750 | 70071 | STORE ROOM BEHIND LOADING DOCK SECURITY OFFICE
65 | S FRONT ST UNIT A | 43215-4131 | Active | W042020 | WILKINS | 975XL | RP | 0.750 | 70072 | FIRE PUMP ROOM GROUND FLOOR
65 | S FRONT ST UNIT A | 43215-4131 | Active | 1318705 | WILKINS | 975XL | RP | 1.50 | 91465 | 4TH FLOOR MECH ROOM
65 | S FRONT ST UNIT A | 43215-4131 | Active | 2594288 | WILKINS | 950XL | DC | 1.000 | 94833 | NE CORNER OF PARKING GARAGE
65 | S FRONT ST UNIT A | 43215-4131 | Active | 99847 | WATTS | 009M2QT | RP | 1.000 | 3611824 | BASEMENT SOUTH MECH ROOM
65 | S FRONT ST UNIT A | 43215-4131 | Active | L051505 | WILKINS | 375 | RP | 3.000 | 3636256
55 | S FRONT ST UNIT FRONT | 43215-5668 | Active | 118457 | WATTS | LF007M3QT | DC | 0.750 | 67226 | REAR MECH-ROOM BOILER ROOM NORTH WALL
555 | S FRONT ST UNIT FRONT | 43215-5668 | Active | 3EM0973 | AMES | 3000SS | DCDA | 4.000 | 67227 | REAR MECHANICAL ROOM--SERIAL #3EMO973
555 | S FRONT ST UNIT FRONT | 43215-5668 | Active | 3204039 | WILKINS | 975XLBMS | RP | 1.500 | 67228 | REAR MECHANICAL ROOM AT METER S. WALL
555 | S FRONT ST UNIT FRONT | 43215-5668 | LPS - Active |  |  |  | LST |  | 3647123 | FIRE BOOSTER PUMP - REAR MECHANICAL ROOM AT METER S. WALL
555 | S FRONT ST UNIT REAR | 43215-5668 | Removed | 537516REM | WILKINS | 975XL | RP | 0.750 | 90845 | REMOVED-JANITOR CLOSET FRONT HALL
637 | S GALLOWAY RD | 43119- | Active | 1099580803 | AMES | 4000SS | RP | 6.000 | 69802 | HOT BOX FRONT OF PROJECT ON GALLOWAY ROAD
955 | S GALLOWAY RD | 43119 | Active | 13313 | WATTS | 919QT | RP | 1.500 | 100630 | IN REAR OF STORE TO RIGHT OF COMPARTMENT SINK
100 | S GALLOWAY RD | 43119 | Active | UC-1774 | WATTS | 957 | RP | 3.000 | 3646640 | Garage Water Room South end of Property
1007 | S GALLOWAY RD | 43119 | Active | UB-0753 | AMES | 500GV | RPDA | 8.000 | 3646642 | Garage Water Room South end of Property
1007 | S GALLOWAY RD | 43119 | Active | 84678 | WATTS | LF919QT | RPDA | 0.750 | 3646643 | Garage Water Room South end of Property
1007 | S GALLOWAY RD | 43119 | Not Required by DOW | 25981 | WATTS | LF919QT | RP | 1.500 | 3648625 | IN 950 BRUSHFIELD - CLUBHOUSE
1135 | S GALLOWAY RD | 43119 | Inactive | 11844 | WATTS | 919AQT | RP | 0.750 | 97465 | 0 USE 06/06/2016 CAG. OFF MTR PIT L SIDE BY COLUMN 15' S/S CURB
50 | S GIFT ST | 43215- | Inactive | A244428 | Wilkins | 375 | RP | 2.000 | 67230 | SW TRUCK SHOP OFFICE BY STAIRS AT WATER METER
50 | S GIFT ST | 43215- | NULL | [5 empty] | 3428761
11 | S GIFT ST | 43215-4440 | Removed | 027051 | WATTS | LF800M4 | PVB | 1.000 | 54058 | FRONT RIGHT NE
115 | S GIFT ST | 43215-4440 | Active | 4661716 | WILKINS | 975XL2 | RP | 1.500 | 3633913 | AT WATER METER NW BSMNT
876 | S GLASSFORD CT | 43017-8336 | Active | 571204 | WILKINS | 720A | PVB | 1.000 | 74260 | LEFT HAND SIDE
112 | S GLENWOOD AVE | 43222-1406 | Active | ABT6990 | WILKINS | 975 | RP | 0.750 | 3430885 | N/E BATHROOM
124 | S GLENWOOD AVE | 43222- | Active not linked | B251847 | WILKINS | 375 | RP | 0.750 | 3430886 | WAREHOUSE AT WATER METER
764 | S GOODRICH SQ | 43054-8931 | Active | 672288 | WILKINS | 720A | PVB | 0.750 | 72400 | RIGHT SIDE OF HOUSE
76 | S GOULD RD | 43209-1925 | Active | CB629181 | WILKINS | 720A | PVB | 0.750 | 72300 | NW CORNER, left front
18 | S GOULD RD | 43209-1927 | Active | T429108 | WILKINS | 720A | PVB | 0.750 | 3431519 | LEFT SIDE MIDDLE
300 | S GOULD RD | 43209-1931 | Active | T047571 | WILKINS | 720A | PVB | 0.750 | 100884 | RIGHT SIDE
440 | S GOULD RD | 43209-2221 | Removed | 176662REM | WATTS | 800M4QT | PVB | 0.750 | 63909 | REMOVED - EASTSIDE OF BUILDING (OUTSIDE)BACK FLOW IS NO LONGER ACTIVE
440 | S GOULD RD | 43209-2221 | Not Required by DOW | 4589014 | WILKINS | 975XL2 | RP | 0.750 | 3632990 | WATER ROOM IN BASEMENT
440 | S GOULD RD | 43209-2221 | Inactive | 4596683 | WILKINS | 975XL2 | RP | 1.000 | 3632991 | WATER ROOM IN BASEMENT
440 | S GOULD RD | 43209-2221 | Active not linked | 1945240418 | AMES | 3000SS | DCDA | 4.000 | 3633302 | WATER ROOM IN BASEMENT
440 | S GOULD RD | 43209-2221 | Active not linked | 80064 | AMES | 2000B | DC | 0.750 | 3633303 | WATER ROOM IN BASEMENT
470 | S GOULD RD | 43209- | Active | AMA07410 | WILKINS | 975X13 | RP | 1.500 | 3431541
500 | S GOULD RD | 43209-2221 | Removed | REMH355769 | FEBCO | 765 | PVB | 1.000 | 87420 | EAST SIDE OF RECTORY/PARISH ADMINISTRATION CENTER BY ELECTRICAL METER
500 | S GOULD RD | 43209-2221 | Not Required by DOW |  |  |  | RP |  | 3633176
33 | S GRANT AVE | 43215-3927 | Active | 4708215 | WILKINS | 975XL2 | RP | 0.750 | 3432130 | BASEMENT
37 | S GRANT AVE | 43215- | Active | AKD9036 | WILKINS | 375 | RP | 2.000 | 3432131 | AT METER
49 | S GRANT AVE | 43215-3927 | Active | 4708222 | WILKINS | 975XL2 | RP | 0.750 | 3432132 | BASEMENT
50 | S GRANT AVE | 43215 | Active | 24959 | WILKINS | 375AST | RP | 4.000 | 3650865 | NORTH METER ROOM
50 | S GRANT AVE | 43215 | Active | 1101270321 | AMES | 3000SS | DCDA | 6.000 | 3650866 | METER ROOM NORTH
50 | S GRANT AVE | 43215 | Active | 31750 | WATTS | 007M1-QT | DC | 0.750 | 3650867 | METER ROOM NORTH
50 | S GRANT AVE | 43215 | LPS - Active |  |  |  | LPC |  | 3651308 | DOMESTIC PUMP - METER ROOM NORTH
50 | S GRANT AVE | 43215 | LPS - Active |  |  |  | LST |  | 3658396 | FIRE PUMP - METER ROOM NORTH
53 | S GRANT AVE | 43215-3927 | Active | 4558024 | WILKINS | 975XL2 | RP | 0.750 | 3432133 | IN BASEMENT AT WATER METER
96 | S GRANT AVE | 43215-4702 | Not Required by DOW | 172256 | WATTS | 009QT | RP | 0.750 | 74800 | PUMP ROOM P-1
96 | S GRANT AVE | 43215-4702 | Not Required by DOW | 178474 | WATTS | 909M1QT | RP | 2.000 | 74801 | P-4 BOOSTER PUMP ROOM--DOMESTIC WATER
96 | S GRANT AVE | 43215-4702 | Not Required by DOW | 193099 | WATTS | 009QT | RP | 2.000 | 74802 | PENTHOUSE BOILER ROOM
96 | S GRANT AVE | 43215-4702 | Not Required by DOW | 013325 | WATTS | LF909QT | RP | 0.750 | 74803 | TOP FLOOR MILLER PICKENS UNIT 1' ABOVE PUMPS
96 | S GRANT AVE | 43215-4702 | Not Required by DOW | 105242 | WATTS | LF009M2QT | RP | 1.500 | 74804 | LOWER LEVEL JANITORS CLOSET ROOM 069
96 | S GRANT AVE | 43215-4702 | Not Required by DOW | 4757408 | Wilkins | 975XL2 | RP | 1.000 | 74805 | SW CORNER OF BLDG - ON LAWN
96 | S GRANT AVE | 43215-4702 | Active | 35857 | WILKINS | 375 | RP | 4.000 | 3615386 | FIRE PUMP ROOM "BASEMENT"
96 | S GRANT AVE | 43215-4702 | Removed | 76465REM | AMES | 2000B | DC | 0.750 | 3615387 | FIRE PUMP ROOM "BASEMENT" REMOVED
96 | S GRANT AVE | 43215-4702 | Active | 1775490216 | AMES | 2000SS | DC | 8.000 | 3615388 | FIRE PUMP ROOM BASEMENT
12 | S GRANT AVE | 43215- | Not Required by DOW | 3634 | WATTS | 919 | RP | 0.500 | 54413 | basement pharm stores next to IT
125 | S GRANT AVE | 43215- | Active | 114173 | WATTS | 709 | DC | 10.000 | 54414 | 111 S GRANT AVE, FIRE PUMP ROOM -- BASEMENT LEVEL
125 | S GRANT AVE | 43215- | Not Required by DOW | 15501 | WILKINS | 975 | RP | 2.500 | 54415 | 4TH FLOOR MECHANICAL ROOM BY CHILLERS
125 | S GRANT AVE | 43215- | Not Required by DOW | 237343 | WATTS | 909QT | RP | 1.000 | 54416 | VEHICLE GARAGE
125 | S GRANT AVE | 43215- | Not Required by DOW | 604657 | WATTS | 909QT | RP | 1.000 | 54417 | 10TH FL. MBX MECHANCIAL ROOM (PENTHOUSE)
125 | S GRANT AVE | 43215- | Removed | REM24760 | WATTS | 719 | DCDA | 0.750 | 54418 | 111 S GRANT AVE, FIRE PUMP ROOM -- BASEMENT LEVEL
125 | S GRANT AVE | 43215- | Active | 3330 | WILKINS | 375 | RP | 6.000 | 54419 | SUB BASEMENT EQUIPMENT ROOM
125 | S GRANT AVE | 43215- | Active | F12383 | WATTS | 957 | RP | 4.000 | 54420 | 111 S GRANT AVE, FIRE PUMP ROOM -- BASEMENT LEVEL ABOVE WATER METER
125 | S GRANT AVE | 43215- | Active | FJ2603 | watts | 957 | RP | 4.000 | 54421 | 111 S GRANT AVE, FIRE PUMP ROOM -- BASEMENT LEVEL ABOVE WATER METER
125 | S GRANT AVE | 43215- | Not Required by DOW | 041383 | WATTS | LF909QT | RP | 0.750 | 54422 | 10TH FLOOR EQUIPMENT ROOM
125 | S GRANT AVE | 43215- | Not Required by DOW | 50508 | WATTS | 909QT | RP | 1.000 | 54423 | DRY SPRINK RM 340
125 | S GRANT AVE | 43215- | Removed | 5389REM | WATTS | 009QT | RP | 1.000 | 54424 | REMOVED-CEILING 3RD FLOOR X-RAY
125 | S GRANT AVE | 43215- | Removed | 53981REM | WATTS | 009QT | RP | 0.500 | 54425 | REMOVED-BESIDE ICE MAKER/ROOM BEHIND TRAY LINE
125 | S GRANT AVE | 43215- | Not Required by DOW | 38699 | WATTS | LF909QT | RP | 0.750 | 54426 | MECH ROOM, 2ND FLOOR MOB - 340 E TOWN ST
125 | S GRANT AVE | 43215- | Not Required by DOW | 5933 | WATTS | 009 | RP | 3.000 | 54427 | 4TH FLOOR MECHANICAL ROOM
125 | S GRANT AVE | 43215- | Active | 13618 | WILKINS | 375ASTR | RP | 4.000 | 54428 | BOILER RM NEXT TO WATER METER
125 | S GRANT AVE | 43215- | Removed | 151771REM | WATTS | 909 | RP | 3.000 | 54429 | REMOVED-MBX BASEMENT MR50
125 | S GRANT AVE | 43215- | Active | 13619 | WILKINS | 375ASTR | RP | 4.000 | 54430 | BOILER ROOM NEXT TO METER
125 | S GRANT AVE | 43215- | Not Required by DOW | 344421 | WATTS | 909M1QT | RP | 2.000 | 54431 | MHPH VBEHIND MAKE-UP TANK
125 | S GRANT AVE | 43215- | Removed | 586476REM | WATTS | 909QT | RP | 1.000 | 54434 | REMOVED-7TH FLOOR MER ROOM # 100
125 | S GRANT AVE | 43215- | Not Required by DOW | 736731 | WATTS | 909M1QT | RP | 2.000 | 54435 | BOILER ROOM BEHIND SOFTNER -- 111 S. GRANT AVE
125 | S GRANT AVE | 43215- | Removed | 95017REM | WATTS | 009M2PCQT | RP | 0.750 | 54436 | REMOVED-6TH FL. MECHANICAL ROOM
125 | S GRANT AVE | 43215- | Removed | 135715REM | WATTS | 009PCQT | RP | 0.750 | 87552 | REMOVED-MBX MECH ROOM
125 | S GRANT AVE | 43215- | Removed | 133536REM | WATTS | 009QT | RP | 0.750 | 87553 | REMOVED-MBX MECH ROOM BEHIND MEDICAL AIR
125 | S GRANT AVE | 43215- | Active | FB0006 | WATTS | 957 | RP | 6.000 | 89406 | SUB BASEMENT MECH/PUMP ROOM
125 | S GRANT AVE | 43215- | Active | 259379 | WATTS | 909 | RP | 6.000 | 89684 | 300 E TOWN ST BASEMENT/SE AREA
125 | S GRANT AVE | 43215- | Active | 259428 | WATTS | 909 | RP | 6.000 | 89685 | 300 E TOWN ST BASEMENT SE METER AREA
125 | S GRANT AVE | 43215- | Not Required by DOW | 590692 | WATTS | 909QT | RP | 1.000 | 90795 | BASEMENT MECH ROOM NE CORNER RM #0009 300 E TOWN ST
125 | S GRANT AVE | 43215- | Not Required by DOW | 602602 | WATTS | 909QT | RP | 0.750 | 90809 | 300 E TOWN ST THIRD FLOOR CENTER CORRIDOR ROOM 3532 WESTWALL
125 | S GRANT AVE | 43215- | Not Required by DOW | 590704 | WATTS | 909QT | RP | 1.000 | 90810 | 300 E TOWN ST NW CORNER OF 5TH FLOOR MECH ROOM ON EAST WALL RM #5004
125 | S GRANT AVE | 43215- | Not Required by DOW | 420036 | WATTS | 909M1QT | RP | 1.500 | 90811 | 300 E TOWN ST NW CORNER OF 5TH FLOOR MECH ROOM ON WEST WALL RM #5004
125 | S GRANT AVE | 43215- | Not Required by DOW | 431998 | WATTS | 909M1QT | RP | 1.500 | 90812 | 300 E TOWN BASEMENT RM #0035 ABOVE CIELING BETWEEN CART WASHER & DISINFECTOR
125 | S GRANT AVE | 43215- | Removed | 432008REM | WATTS | 909M1QT | RP | 1.500 | 90813 | REMOVED-BASEMENT RM #0035 ABOVE CEILING
125 | S GRANT AVE | 43215- | Not Required by DOW | 433550 | WATTS | 909M1QT | RP | 2.000 | 90814 | 300 E TOWN ST BASEMENT RM #0035 ABOVE CEILING
125 | S GRANT AVE | 43215- | Not Required by DOW | 431994 | WATTS | 909M1QT | RP | 1.500 | 90815 | 300 E TOWN ST BASEMENT RM #0035 ABOVE CEILING
125 | S GRANT AVE | 43215- | Not Required by DOW | 434251 | WATTS | 909M1QT | RP | 2.000 | 90816 | 300 E TOWN ST BASEMENT RM #0035 ABOVE CEILING
125 | S GRANT AVE | 43215- | Not Required by DOW | 432948 | WATTS | 909M1QT | RP | 1.500 | 90817 | 300 E TOWN ST BASEMENT RM #0036 ABOVE CEILING
125 | S GRANT AVE | 43215- | Not Required by DOW | 432213 | WATTS | 909M1QT | RP | 1.500 | 90818 | 300 E TOWN ST BASEMENT RM #0036 ABOVE CEILING
125 | S GRANT AVE | 43215- | Not Required by DOW | 432208 | WATTS | 909M1QT | RP | 1.500 | 90819 | 300 E TOWN ST BASEMENT RM #0036 ABOVE CEILING
125 | S GRANT AVE | 43215- | Not Required by DOW | 597915 | WATTS | 909QT | RP | 1.000 | 90820 | 300 E TOWN ST 3RD FLOOR SOUTH CLEAN CORRIDOR ABOVE CEILING BTW OR2&OR2
125 | S GRANT AVE | 43215- | Not Required by DOW | 609385 | WATTS | 909QT | RP | 1.000 | 90821 | 300 E TOWN ST 3RD FLOOR COUTH CLEAN CORRIDOR ABOVE CEILING BTW OR3&OR4
125 | S GRANT AVE | 43215- | Not Required by DOW | 607802 | WATTS | 909QT | RP | 1.000 | 90822 | 300 E TOWN ST 3RD FLOOR SOUTH CORRIDOR ABOVE CEILING BTW OR4&OR5
125 | S GRANT AVE | 43215- | Not Required by DOW | 609382 | WATTS | 909QT | RP | 1.000 | 90823 | 300 E TOWN 3RD FLOOR STERILIZER RM BTW OR6&OR7 ABOVE CEILING S ACCESS PANEL
125 | S GRANT AVE | 43215- | Not Required by DOW | 607825 | WATTS | 909QT | RP | 1.000 | 90824 | 300 E TOWN 3RD FLOOR SOUTH CLEAN RM ABOVE CEILING BTW OR8&OR9
125 | S GRANT AVE | 43215- | Not Required by DOW | 604657 | WATTS | 909QT | RP | 1.000 | 90825 | MBX sky tower 10th floor
125 | S GRANT AVE | 43215- | Not Required by DOW | 607057 | WATTS | 909QT | RP | 1.000 | 90826 | 300 E TOWN 3RD FLOOR NORTH CLEAN CORRIDOR ABOVE CEILING BTW OR12&OR13
125 | S GRANT AVE | 43215- | Not Required by DOW | 608739 | WATTS | 909QT | RP | 1.000 | 90827 | 300 E TOWN 3RD FLOOR NORTH CLEAN CORRIDOR ABOVE CEILING BTW OR14&OR15
125 | S GRANT AVE | 43215- | Not Required by DOW | 604655 | WATTS | 909QT | RP | 1.000 | 90828 | 300 E TOWN 3RD FLOOR NORTH CLEAN CORRIDOR ABOVE CEILING BTW OR15&16
125 | S GRANT AVE | 43215- | Not Required by DOW | 608250 | WATTS | 909QT | RP | 1.000 | 90829 | 300 E TOWN 3RD FLOOR NORTH CLEAN CORRIDOR ABOVE CEILING BTWB OR17&OR18
125 | S GRANT AVE | 43215- | Not Required by DOW | 607064 | WATTS | 909QT | RP | 1.000 | 90830 | 300 E TOWN 3RD FLOOR RM 3162 ABOVE CEILING ABOVE STERILIZER
125 | S GRANT AVE | 43215- | Removed | 600529REM | WATTS | 909QT | RP | 0.750 | 90831 | Removed - 3RD FLOOR RM 3162 UNDER COUNTER WEST CLEANER
125 | S GRANT AVE | 43215- | Removed | 610570REM | WATTS | 909QT | RP | 0.750 | 90832 | Removed - 3RD FLOOR RM 3162 UNDER COUNTER EAST CLEANER
125 | S GRANT AVE | 43215- | Not Required by DOW | 65945 | WATTS | 919 | RP | 0.750 | 90894 | 300 E TOWN 3RD FLOOR ROOM 3162 UNDER COUNTER CENTER CLEANER
125 | S GRANT AVE | 43215- | Removed | 509692REM | WATTS | 909QT | RP | 1.000 | 93032 | REMOVED-SHC BASEMENT 0525M BY HEAT PUMPS
125 | S GRANT AVE | 43215- | Not Required by DOW | 59017 | WATTS | 009 | RP | 0.750 | 93135 | 125/111 S GRANT AVE 6TH FL MECH ROOM, END OF HALL
125 | S GRANT AVE | 43215- | Not Required by DOW | 431008 | WATTS | 909M1QT | RP | 1.500 | 96082 | 300 E TOWN SHC DECONTAM #0514
125 | S GRANT AVE | 43215- | Not Required by DOW | 617505 | WATTS | 909QT | RP | 1.000 | 96438 | 300 E TOWN SHc 3rd fl between EVS1 & EVS2
125 | S GRANT AVE | 43215- | Not Required by DOW | 2348367 | WILKINS | 975XLBMS | RP | 1.000 | 96612 | MBX
125 | S GRANT AVE | 43215- | Not Required by DOW | 47144 | WILKINS | 975XL | RP | 0.750 | 98341 | BOILER ROOM BASEMENT
125 | S GRANT AVE | 43215- | Removed | 25621REM | WILKINS | 350ADA | DCDA | 6.000 | 98832 | REMOVED - SUB-BASEMENT PUMP ROOM
125 | S GRANT AVE | 43215- | Removed | 3261693XLREM | WILKINS | 950XLT2 | DC | 0.750 | 98833 | REMOVED - SUB BASEMENT PUMP ROOM
125 | S GRANT AVE | 43215- | Active | 38772 | WATTS | 919AQT | RP | 0.750 | 99666 | 111 S GRANT AVE, FIRE PUMP ROOM -- BASEMENT LEVEL MBX MECHANICAL ROOM
125 | S GRANT AVE | 43215- | Not Required by DOW | 38755 | WATTS | 919AQT | RP | 0.750 | 99667 | - MBX Mechanical Room
125 | S GRANT AVE | 43215- | Removed | 29503REM | WATTS | 007M1PCQT | DC | 0.750 | 103878 | REMOVED-111 S GRANT ST, MECHANICAL ROOM
125 | S GRANT AVE | 43215- | Not Required by DOW | 41490 | WATTS | 919AQT | RP | 0.750 | 3609423 | 300 E TOWN SHC SPD DECONTAIMENT 0514
125 | S GRANT AVE | 43215- | Not Required by DOW | 41875 | WATTS | 919AQT | RP | 0.750 | 3609424 | 300 E TOWN SHC SPD DECONTAIMENT 0514
125 | S GRANT AVE | 43215- | Not Required by DOW | 78550 | WATTS | 800M4QT | PVB | 0.500 | 3609426 | 300 E TOWN SHC SPD DECONTAIMENT 0514
125 | S GRANT AVE | 43215- | Not Required by DOW | 78544 | WATTS | 800M4QT | PVB | 0.750 | 3609427 | 300 E TOWN SHC SPD DECONTAIMENT 0514
125 | S GRANT AVE | 43215- | Not Required by DOW | 12650 | WATTS | 008PCQT | PVB | 0.750 | 3610078 | 6TH ST & STATE
125 | S GRANT AVE | 43215- | Due Install |  |  |  | RP | 10.000 | 3628208
125 | S GRANT AVE | 43215- | Not Required by DOW |  |  |  | RP |  | 3628216
125 | S GRANT AVE | 43215- | Not Required by DOW |  |  |  | RP |  | 3628217
125 | S GRANT AVE | 43215- | LPS - Active |  |  |  | LST |  | 3628221 | FIRE PUMP ROOM - 111 S GRANT AVE BUILDING
196 | S GRANT AVE | 43215-8359 | Active | 64481 | WATTS | 007M1QT | DC | 0.750 | 87958 | GARAGE PUMP ROOM
196 | S GRANT AVE | 43215-8359 | Active | L21020 | WILKINS | 375 | RP | 3.000 | 88194 | MAIN MECH RM
196 | S GRANT AVE | 43215-8359 | Active | 1404040305 | AMES | 3000SS | DCDA | 6.000 | 88195 | PUMP RM 1ST FLOOR PARKING GARAGE
196 | S GRANT AVE | 43215-8359 | Removed | 07222REM | WATTS | 008PCQT | SVB | 0.750 | 88196 | REMOVED-7TH FL TRASH RM
201 | S GRANT AVE | 43215-5301 | Not Required by DOW | AK1951 | FEBCO | 765 | PVB | 1.000 | 90992 | 331 E RICH ST, STUDENT SERVICE BLDG SE CORNER OF BUILDING
201 | S GRANT AVE | 43215-5301 | Not Required by DOW | 039758 | WATTS | 800M4QT | PVB | 0.750 | 91027 | FRASCH HALL SOUTH SIDE
201 | S GRANT AVE | 43215-5301 | Not Required by DOW | 443863 | WATTS | 909M1QT | RP | 1.500 | 97128 | PENTHOUSE FRASCH HALL BEHIND BOILERS
201 | S GRANT AVE | 43215-5301 | Active | 112096 | WILKINS | 375 | RP | 4.000 | 3633184 | BSMNT AT WATER METER
201 | S GRANT AVE | 43215-5301 | Active | U60372 | WILKINS | 350A | DC | 4.000 | 3649315 | BSMNT AT WATER METER
270 | S GRANT AVE | 43215-5334 | Active | ABE1135 | WILKINS | 975 XL2 | RP | 0.750 | 3432134
280 | S GRANT AVE | 43215-5334 | Active | 38296 | WATTS | 919AQT | RP | 0.750 | 59315 | UNDER THREE COMPARTMENTS SINK
303 | S GRANT AVE | 43215- | Not Required by DOW | 49733 | WATTS | 009QT | RP | 1.000 | 59835 | BASEMENT MECH ROOM ABOVE PUMPS
303 | S GRANT AVE | 43215- | Active | 1829640314 | AMES | 3000SS | DCDA | 4.000 | 3629620 | NE BASEMENT MECHANICAL ROOM
303 | S GRANT AVE | 43215- | Active | 72169 | AMES | 2000B | DC | 0.750 | 3629621 | NE BASEMENT MECHANICAL ROOM
303 | S GRANT AVE | 43215- | Active | YD-2168 | WATTS | 957 | RP | 3.000 | 3635298 | AT METER
360 | S GRANT AVE | 43215-5537 | Not Required by DOW | 31809 | WATTS | 919AQT | RP | 1.000 | 99919 | MECHANICAL ROOM @ METER
360 | S GRANT AVE | 43215-5537 | Active | 13584 | WATTS | 919QT | RP | 1.500 | 99933 | MECHANICAL ROOM
400 | S GRANT AVE | 43215- | Active | 1226280902 | AMES | 3000 | DCDA | 4.000 | 62564 | MECH ROOM FIRST FLOOR
400 | S GRANT AVE | 43215- | Not Required by DOW | 143678 | FEBCO | 765 | PVB | 1.000 | 62565 | MECH RM
400 | S GRANT AVE | 43215- | Active | 169272 | WATTS | 909 | RP | 3.000 | 62566 | BOILER ROOM
400 | S GRANT AVE | 43215- | Active | 27147 | AMES | 2000B | DC | 0.750 | 62567 | MECH ROOM 1ST FLOOR
592 | S GRANT AVE | 43206-1250 | Active | G036137 | WILKINS | 720A | PVB | 0.750 | 90398 | RIGHT OF FRONT GATE
645 | S GRANT AVE | 43206-1216 | Due Install |  |  |  | RP |  | 3432166 | NW BSMNT CLOSET OF 307 E BECK AT WATER MTR
645 | S GRANT AVE | 43206-1216 | Removed | 388386REM | WILKINS | 975XL | RP | 0.750 | 3631400 | 2ND FLOOR BALCONY AT OUTSIDE FAUCET 624 JAEGER ST. BEHIND MASTER METER.
655 | S GRANT AVE | 43206-1216 | Active | T079924 | WILKINS | 720A | PVB | 0.500 | 3432170 | BACK LEFT OF HOUSE
657 | S GRANT AVE | 43206-1216 | Active | 025753 | WATTS | LF800M4 | PVB | 1.000 | 92747 | RIGHT SIDE OF HOUSE
664 | S GRANT AVE | 43206-1219 | Active | 279580 | WILKINS | 975XLBMS | RP | 0.750 | 90399 | W END OF BASEMENT BY METER
861 | S GRANT AVE | 43206 | Active | 45804C | WILKINS | 375AST | RP | 4.000 | 3657917 | RISER ROOM E SIDE
861 | S GRANT AVE | 43206 | Active | 1105050 | AMES | 3000SS | DCDA | 6.000 | 3657918 | RISER ROOM E SIDE
861 | S GRANT AVE | 43206 | Active | 33520 | WATTS | 007M1QT | DC | 0.750 | 3657919 | RISER ROOM E SIDE
861 | S GRANT AVE | 43206 | LPS - Active |  |  |  | LST |  | 3657920 | FIRE PUMP - PUMP ROOM
861 | S GRANT AVE | 43206 | LPS - Active |  |  |  | LPC |  | 3657921
57 | S GRUBB ST | 43215-2747 | Active | A51665 | WATTS | 009M3QT | RP | 0.750 | 67632 | BOILER ROOM, NORTH WALL CEILING (57 S GRUBB ST)
25 | S GRUBB ST | 43215-4423 | Active | CB323867 | WILKINS | 720A | PVB | 0.750 | 3434451 | LEFT SIDE OF HOUSE FROM THE FRONT
285 | S GRUBB ST | 43215 | Active | ACT5438 | WILKINS | 975XL2 | RP | 2.000 | 3658316
511 | S HAGUE AVE | 43204-3007 | Removed | 403278REM | WATTS | 909QT | RP | 1.000 | 66048
511 | S HAGUE AVE | 43204-3007 | Active | UJ-2824 | WATTS | 957 | RP | 3.000 | 3649711 | MTR ROOM N/E
511 | S HAGUE AVE | 43204-3007 | Active | 1840190421 | AMES | 2000SS | DC | 6.000 | 3649712 | MTR ROOM N/E
530 | S HAGUE AVE | 43204-3008 | Removed | 754098REM | WATTS | 800M4FR | PVB | 1.000 | 66600 | SOUTH SIDE OF BUILDING Out side of building.
530 | S HAGUE AVE | 43204-3008 | Active | ALA26392 | WILKINS | 975 | RP | 0.750 | 3631398 | BACKROOM BY HOT WATER TANK
51 | S HAMILTON RD | 43213-2014 | Active | 77040 | WATTS | LF 919-QT | RP | 1.000 | 3436612
10 | S HAMILTON RD | 43213-2013 | Active | 213846 | WATTS | 009M2QT | RP | 2.000 | 53543 | USE 6/3/15 CAG. IN PARTS-RECEIVING-SOUTH SIDE OF BUILDING
115 | S HAMILTON RD | 43213 | Removed | REM4310761 | WILKINS | 975XL2 | RP | 0.750 | 3618481 | Hot box in garden island
160 | S HAMILTON RD | 43213-2022 | Active | 410751 | WATTS | 009M3QT | RP | 0.750 | 55523 | IN FURNANCE ROOM
220 | S HAMILTON RD | 43213-2024 | Active | 2862470 | WILKINS | 975XL | RP | 1.000 | 98161 | WEST END OF BUILDING (MECHANIC ROOM)
220 | S HAMILTON RD | 43213-2024 | Active | 3149983 | WILKINS | 975XL | RP | 1.500 | 98407 | WEST END OF BUILDING (MECHANIC ROOM)
240 | S HAMILTON RD | 43213-2024 | In Review |  |  |  | RP |  | 3436635
288 | S HAMILTON RD | 43213-2452 | Removed | H817149REM | FEBCO | 765 | PVB | 1.000 | 102014 | NORTH SIDE OF BUILDING REMOVED
288 | S HAMILTON RD | 43213-2452 | Not Required by DOW |  |  |  | RP |  | 3633869
288 | S HAMILTON RD | 43213-2452 | Active | 84138 | AMES | 2000B | DC | 0.750 | 3649930
288 | S HAMILTON RD | 43213-2452 | Active | 1992320820 | AMES | 3000SS | DCDA | 4.000 | 3649931
350 | S HAMILTON RD | 43213-2034 | Active | AMA05226 | WILKINS | 975 | RP | 1.500 | 3436647 | MECH ROOM MIDDLE OF BUILDING
420 | S HAMILTON RD | 43213-2036 | Active | 29803 | WATTS | 919QT | RP | 1.500 | 3436651
430 | S HAMILTON RD | 43213-4051 | Due Install |  |  |  | RP | 6.000 | 3436652 | AT PIT
433 | S HAMILTON RD | 43213-2035 | Active | W274073 | WILKINS | 975XLBMS | RP | 1.500 | 63698 | IN BASEMENT MECHANICAL ROOM
494 | S HAMILTON RD | 43213-2067 | Due Install |  |  |  | RP | 4.000 | 3436655
500 | S HAMILTON RD | 43213-2079 | Active | A179811 | WILKINS | 375 | RP | 0.750 | 101966 | BOILER ROOM
500 | S HAMILTON RD | 43213-2079 | Due Install | [5 empty] | 3639296 | UNDER STEPS
510 | S HAMILTON RD | 43213-2070 | Due Install |  |  |  | RP |  | 3436656
520 | S HAMILTON RD | 43213-4034 | Active | 103346 | WATTS | 919 QT | RP | 0.750 | 3436657
540 | S HAMILTON RD | 43213 | Active | QG-1848 | AMES | COLT 400 | RP | 3.000 | 3622577 | HOT BOX AT PIT SE COMPLEX
540 | S HAMILTON RD | 43213 | Active | QB-0407 | AMES | COLT 300GV | DCDA | 6.000 | 3622578 | IN PIT E SIDE OF COMPLEX
540 | S HAMILTON RD | 43213 | Active | 42413 | AMES | 2000BM3 | DC | 0.750 | 3622579 | IN PIT E SIDE OF COMPLEX
542 | S HAMILTON RD | 43213 | Active | 162427 | WATTS | LF009-M2QT | RP | 2.000 | 3648619 | IN HOT BOX
542 | S HAMILTON RD | 43213 | Active | UG-0661 | AMES | COLT 300GV | DCDA | 6.000 | 3648620 | IN PIT
542 | S HAMILTON RD | 43213 | Active | 61825 | AMES | 2000BM3 | DC | 0.750 | 3648621 | IN PIT
555 | S HAMILTON RD | 43213-3168 | Active | 4943959 | WILKINS | 975XL2 | RP | 0.750 | 67229 | AT WATER METER IN NW CORNER OF BLDG
721 | S HAMILTON RD | 43213-3104 | Active | 8078958 | WILKINS | 975XL | RP | 1.500 | 98156 | SE OFFICE AT WATER METER #703
721 | S HAMILTON RD | 43213-3104 | Not Required by DOW | A144845 | WILKINS | 375 | RP | 1.000 | 102477 | SE OFFICE ABOVE WATER METER -IRRIG #703
745 | S HAMILTON RD | 43213-3001 | Active | 4755513 | WILKINS | 975 XL2 | RP | 0.750 | 3436689 | SOUTH SIDE BY METER
837 | S HAMILTON RD | 43213-3001 | Active | 65252 | WATTS | 919QT | RP | 1.000 | 3436710 | MECHANICAL ROOM BACK OF BUILDING
837 | S HAMILTON RD | 43213-3001 | Not Required by DOW | 73924 | WATTS | 919QT | RP | 0.750 | 3632457 | MECHANICAL ROOM BACK OF BUILDING FOR IRRIGATION
850 | S HAMILTON RD | 43213-3000 | Active | 233124 | WATTS | LF009M2QT | RP | 2.000 | 73991 | REAR OF BLDG AT LOADING DOCK BY METER
850 | S HAMILTON RD | 43213-3000 | Not Required by DOW | 30418 | WATTS | 008PCQT | SVB | 0.500 | 90037 | AT SINK IN DELI
850 | S HAMILTON RD | 43213-3000 | Removed | REM60679 | WATTS | 008PCQT | SVB | 0.500 | 96625 | AT SINK IN MEAT DEPT. Device removed by others
850 | S HAMILTON RD | 43213-3000 | Not Required by DOW | 18646 | WATTS | 008PCQT | SVB | 0.500 | 96629 | BAKERY DEPT @ SINK
850 | S HAMILTON RD | 43213-3000 | Not Required by DOW | 27914 | WATTS | 008PCQT | SVB | 0.500 | 96630 | PRODUCE @ SINK
850 | S HAMILTON RD | 43213-3000 | Due Install |  |  |  | DCDA | 6.000 | 3626638
853 | S HAMILTON RD | 43213-3068 | Due Install |  |  |  | RP | 0.750 | 3436711
882 | S HAMILTON RD | 43213-3003 | Active | 440527 | WATTS | 909M1QT | RP | 1.500 | 3436713 | AT WATER METER NE CORNER STORAGE ROOM
890 | S HAMILTON RD | 43213-3003 | Due Install |  |  |  | RP |  | 3436714
892 | S HAMILTON RD | 43213- | In Review | [5 empty] | 3436715
896 | S HAMILTON RD | 43213-3003 | Active | 16095 | WATTS | 919QT | RP | 1.500 | 3655440 | BACK MECHANICAL ROOM
920 | S HAMILTON RD | 43213-3003 | Due Install |  |  |  | RP |  | 3436719
920 | S HAMILTON RD | 43213-3003 | Due Install |  |  |  | DCDA |  | 3641384 | METER LOCATED IN BACK OF FITNESS UNIT
934 | S HAMILTON RD | 43213-3003 | Active | 5000492 | WILKINS | 975XL2 | RP | 0.75 | 74686 | REAR OF BLDG AT WATER METER
936 | S HAMILTON RD | 43213-3003 | Active | ALA04758 | WILKINS | 975XL3 | RP | 0.750 | 74694 | REAR OF BLDG AT METER--BACK DOOR
942 | S HAMILTON RD | 43213-3003 | Inactive | 130723 |  |  |  | 0.000 | 74727 | 0 USE 6/3/15 CAG. NW WALL AT METER METER
942 | S HAMILTON RD | 43213-3003 | Inactive | 266535 | WILKINS | 950 | DC | 1.500 | 74728 | NEAR WATER METER--MECH ROOM
946 | S HAMILTON RD | 43213-3003 | Active | 094681 | WILKINS | 975 | RP | 0.750 | 74742 | REAR OF BLDG AT METER, NEXT TO RESTROOMS
108 | S HAMILTON RD | 43227-1310 | Not Required by DOW | 1191017 | WILKINS | 975 | RP | 0.750 | 53809 | BASEMENT WEST WALL
1080 | S HAMILTON RD | 43227-1310 | Active | 1290115 | WATTS | 009 | RP | 1.500 | 53810 | BASEMENT WEST WALL
1080 | S HAMILTON RD | 43227-1310 | Not Required by DOW | 24067 | WATTS | 009QT | RP | 1.000 | 53811 | BASEMENT AT METER WEST WALL
1085 | S HAMILTON RD | 43227-1311 | Active not linked | Y3028 | CONBRACO | 4020702 | RP | 1.500 | 53818 | INSIDE WATER METER ROOM
1085 | S HAMILTON RD | 43227-1311 | Active not linked | EQ504 | CONBRACO | 4020402 | RP | 0.750 | 53819 | AT WATER METER
1090 | S HAMILTON RD | 43227-1312 | Active | 391761 | WATTS | 909M1QT | RP | 1.500 | 53840 | N BLDG -JUST INSIDE S SERVICE ROLL-UP DR AT WATER METER BOTTM DEVICE
1090 | S HAMILTON RD | 43227-1312 | Active | 70111 | WATTS | 007M1PCQT | DC | 1.500 | 53841 | JUST INSDE S SERVICE ROLL UP DOOR AT/ABOVE WATER METER TOP DEVICE
1095 | S HAMILTON RD | 43227-1311 | Due Install |  |  |  | RP | 1.000 | 3436721
1117 | S HAMILTON RD | 43227-1311 | Active | 225085 | WATTS | LF009M | RP | 0.750 | 3436724 | ABOVE WATER METER
1121 | S HAMILTON RD | 43227-1311 | Active | 70677 | WATTS | LF919QT | RP | 1.000 | 3436726 | SW MECH ROOM AT WATER METER
1129 | S HAMILTON RD | 43227-1311 | Active | 26261 | WATTS | 007QT | DC | 1.500 | 54014 | NEXT TO WATER METER
1149 | S HAMILTON RD | 43227-1311 | Active | 432241 | WILKINS | 975 | RP | 0.750 | 54054 | SW REST ROOM AT WATER METER
1341 | S HAMILTON RD | 43227-1304 | Active | CFA6414 | WILKINS | 975 X | RP | 0.500 | 3436729 | SE CORNER OF BASEMENT
1383 | S HAMILTON RD | 43227-1306 | Active | 190152 | WATTS | 909QTFDA | RP | 4.000 | 54855 | REAR OF BLDG BY WATER FEED, CLOSET IN BACK OF 1449
1500 | S HAMILTON RD | 43227-2414 | Due Install |  |  |  | RP |  | 3436736
1677 | S HAMILTON RD | 43227-3667 | Active | L40387 | WILKINS | 375DA | RP | 3.000 | 96252 | MECH ROOM 1ST FLOOR - Leawood E. S.
1677 | S HAMILTON RD | 43227-3667 | Active | H1-1038 | WATTS | 757A | DCDA | 6.000 | 96354 | MECH ROOM 101M - Leawood E. S.
1677 | S HAMILTON RD | 43227-3667 | Active | 199711 | WATTS | 007M3QT | DC | 0.750 | 96355 | MECH ROOM 101M - Leawood E. S.
1677 | S HAMILTON RD | 43227-3667 | Not Required by DOW | W342364 | WILKINS | 975XLBMS | RP | 1.000 | 96356 | 1ST FLOOR MECH ROOM - Leawood E. S.
1677 | S HAMILTON RD | 43227-3667 | Not Required by DOW | W342360 | WILKINS | 975XLBMS | RP | 1.000 | 96357 | MECH ROOM 1ST FLOOR- Leawood E. S.
2040 | S HAMILTON RD | 43232-4302 | Active | 214495 | WATTS | LF009M2QT | RP | 1.000 | 3436782
2040 | S HAMILTON RD | 43232-4302 | Active | 4889B | WILKINS | 350ASTDA | DCDA | 8.000 | 3651057 | RISER ROOM
2040 | S HAMILTON RD | 43232-4302 | Active | HC68493 | WILKINS | 950XL | DC | 0.750 | 3654906 | RISER ROOM
2084 | S HAMILTON RD | 43232-4302 | Active | XI-1469 | WATTS | 957 | RP | 6.000 | 3436783
2093 | S HAMILTON RD | 43232-4112 | Removed | 02013REM | WATTS | 919AQT | RP | 0.750 | 57195 | AT VENDING AREA ON 1ST FL (GROUND LEVEL)
2093 | S HAMILTON RD | 43232-4112 | Active | 117714 | AMES | 3000SS | DCDA | 6.000 | 57196 | NE CORNER MECH ROOM
2093 | S HAMILTON RD | 43232-4112 | Not Required by DOW | 01964 | WATTS | 919AQT | RP | 0.500 | 57197 | 3RD FL VENDING AREA
2093 | S HAMILTON RD | 43232-4112 | Active | 51841 | WATTS | 007QT | DC | 0.750 | 57198 | NE CORNER OF BLDG MECH ROOM
2093 | S HAMILTON RD | 43232-4112 | Removed | 01971REM | WATTS | 919AQT | RP | 0.500 | 57199 | 2ND FL VENDING AREA
2093 | S HAMILTON RD | 43232-4112 | Not Required by DOW | 36508 | WATTS | 919ZQT | RP | 0.750 | 57200 | SE CORNER OF BLDG MECH ROOM
2093 | S HAMILTON RD | 43232-4112 | Not Required by DOW | A076231 | WILKINS | 720A | PVB | 1.500 | 57201 | ON N. SIDE OF BLDG ON THE EXTERIOR AT MECH RM
2093 | S HAMILTON RD | 43232-4112 | Active | 154521 | WILKINS | 375 | RP | 3.000 | 57202 | N SIDE MIDDLE OF BLDG MECH ROOM
2147 | S HAMILTON RD | 43232-4112 | Due Install |  |  |  | RP | 1.500 | 3436786
2190 | S HAMILTON RD | 43232-4487 | Active | 24634 | WATTS | 919QT | RP | 1.500 | 57554 | CENTER OF BUILDING BY WATER METER
2190 | S HAMILTON RD | 43232-4487 | Not Required by DOW | 3061 | WATTS | 009QT | RP | 0.750 | 57555 | BY ICE MECH BACK ROOM--SERIAL #3060
2191 | S HAMILTON RD | 43232-4301 | Active | 20098 | WATTS | 009 | RP | 1.500 | 57560 | AT WATER METER
2191 | S HAMILTON RD | 43232-4301 | Active | 07323 | WATTS | 919 | RP | 0.500 | 57561 | STORAGE ROOM BY ICE MACHINE
2194 | S HAMILTON RD | 43232-4487 | Removed | 1551REM | WATTS | 009QT | RP | 1.000 | 57566 | 0 USE 6/3/15 CAG. REMOVED-NE MECHANICAL ROOM AT METER
2194 | S HAMILTON RD | 43232-4487 | Active | 67589 | WATTS | 919QT | RP | 1.000 | 3616530 | NORTH END NEXT TO WATER METER -TRAILER?
2194 | S HAMILTON RD | 43232-4487 | Active | 336384 | WATTS | LF009M3QT | RP | 0.750 | 3651961 | OFFICE WITH REAR EXIT
2200 | S HAMILTON RD | 43232- | Active | 536996 | WATTS | 909QT | RP | 1.000 | 63970 | 2220 S HAMILTON, ROOM 304, MECHANICAL ROOM/FURNACE ROOM
2204 | S HAMILTON RD | 43232- | Active | ABA24301 | WILKINS | 975 XL2 | RP | 1.000 | 3639339
2254 | S HAMILTON RD | 43232-4486 | Active | W276683 | WILKINS | 975XL | RP | 2.000 | 57784 | MECH ROOM
2261 | S HAMILTON RD | 43232-4301 | Active | 1599320408 | AMES | 2000SS | DC | 8.000 | 98887 | SOUTH SIDE OF BUILDING IN RISER ROOM
2261 | S HAMILTON RD | 43232-4301 | Active | 3245886 | WILKINS | 975XLBMS | RP | 1.500 | 99282 | FIRE ROOM SOUTH CENTER
2261 | S HAMILTON RD | 43232-4301 | Due Install |  |  |  | RP | 8.000 | 3626603
2280 | S HAMILTON RD | 43232-4486 | Removed | REM28653 | WATTS | 909QT | RP | 1.000 | 57839 | MECHANICAL ROOM
2280 | S HAMILTON RD | 43232-4486 | Not Required by DOW |  |  |  | RP | 1.000 | 3648346 | MECHANICAL ROOM
2290 | S HAMILTON RD | 43232-4306 | Active | 274240 | WATTS | LF009M2QT | RP | 1.000 | 3436789
2297 | S HAMILTON RD | 43232- | Active | 4227783 | WILKINS | 975 XL2 | RP | 1.500 | 3616685 | AT METER IN BACK BY SINKS
2355 | S HAMILTON RD | 43232-4305 | Active | 4422641 | WILKINS | 375XL | RP | 1.000 | 58057 | BACK STORAGE ROOM BEHIND FIRE RAISERS.
2355 | S HAMILTON RD | 43232-4305 | Not Required by DOW | 583575 | WILKINS | 950 | DC | 1.000 | 58058 | NW ROOM
2355 | S HAMILTON RD | 43232-4305 | Due Install |  |  |  | DCDA | 4.000 | 3652520 | NW ROOM
2363 | S HAMILTON RD | 43232-4305 | Active | 52969 | WILKINS | 375AST | RP | 3.000 | 3436792 | MECH ROOM NORTH WALL
2367 | S HAMILTON RD | 43232-4305 | Active | 4758109 | WILKINS | 975-XL2 | RP | 0.750 | 3436793 | AT WATER METER
2421 | S HAMILTON RD | 43232-4953 | Active | 14161 | WATTS | 919QT | RP | 1.500 | 101669 | INSIDE BACK BUILDING
2421 | S HAMILTON RD | 43232-4953 | Not Required by DOW | 32629 | WATTS | 919ZQT | RP | 1.000 | 101838 | INSIDE BACK OF BUILDING
2441 | S HAMILTON RD | 43232-4953 | Active | 28440 | WATTS | 009M1QT | RP | 1.500 | 58298 | MECHANICAL ROOM AT WATER METER
2441 | S HAMILTON RD | 43232-4953 | Active | 687406 | WATTS | 800QT | PVB | 1.000 | 58299 | OUTSIDE-NORHSIDE OF BUILDING
2441 | S HAMILTON RD | 43232-4953 | Active | 427 | AMES | 2000SS | DC | 1.250 | 87110 | IN ROOM WITH WATER METER
2455 | S HAMILTON RD | 43232-4953 | Active | 229141 | WATTS | 007M3-FP | DC | 0.750 | 3436795
2455 | S HAMILTON RD | 43232-4953 | Active | VJ-1021 | WATTS | 757 | DCDA | 6.000 | 3650472
2455 | S HAMILTON RD | 43232-4953 | EXCEPTION | [5 empty] | 3651770
2467 | S HAMILTON RD | 43232- | Active | 25026 | WATTS | 919 | RP | 1.500 | 3436796 | ADDRESS ON BUILDING IS 2467 - SITE IS ARBYS
2475 | S HAMILTON RD | 43232-4953 | Active | 644761 | WATTS | 909QT | RP | 0.750 | 100014 | MECHANICAL ROOM BY WATER METER
2520 | S HAMILTON RD | 43232-4952 | Active | A02108 | Watts | 009M2 | RP | 1.500 | 58534 | N.W. CORNER IN BASEMENT AT WATER METER.
2520 | S HAMILTON RD | 43232-4952 | Not Required by DOW | 520031 | WATTS | 800 | PVB | 1.000 | 58535 | N.E. CORNER BY BACK DOOR
2520 | S HAMILTON RD | 43232-4952 | Not Required by DOW | 09898 | AMES | 2000B | DC | 1.250 | 58536 | CENTER OF EAST WALL IN BASEMENT
2550 | S HAMILTON RD | 43232-4952 | Active | 035111 | WATTS | LF009M2QT | RP | 1.500 | 3619750 | MECHANICAL AREA
2560 | S HAMILTON RD | 43232- | Due Install |  |  |  | RP | 6.000 | 3436797
2677 | S HAMILTON RD | 43232-4989 | Removed | 181385REM | WATTS | 909 | RP | 4.000 | 58943 | REMOVED-BASEMENT PUMP ROOM
2677 | S HAMILTON RD | 43232-4989 | Removed | C1994REM | CONBRACO | 4070GC3 | RPDA | 10.000 | 58944 | REMOVED- RETURN AIR ROOM---SIZE 1/2"
2677 | S HAMILTON RD | 43232-4989 | Removed | 36299REM | WATTS | 009M1QT | RP | 1.250 | 58945 | REMOVED- BOILER ROOM 15FT OFF FLOOR ABOVE BOILERS
2677 | S HAMILTON RD | 43232-4989 | Removed | 245814REM | WATTS | 009PCQT | RP | 0.500 | 58946 | REMOVED- MECH ROOM FOR ALTRATIONS
2677 | S HAMILTON RD | 43232-4989 | Due Install |  |  |  | RP | 4.000 | 3640933
2677 | S HAMILTON RD | 43232-4989 | Due Install |  |  |  | DC | 8.000 | 3640934
2677 | S HAMILTON RD | 43232-4989 | Removed |  |  |  | LPC |  | 3640936
2743 | S HAMILTON RD | 43232 | Active | 49176 | WILKINS | 375AST | RP | 4.000 | 3657911
2800 | S HAMILTON RD | 43232-4961 | Not Required by DOW | 260452 | WILKINS | 975 | RP | 2.000 | 59333 | MECH RM--2690 S. HAMILTON RD (COOKERS).
2800 | S HAMILTON RD | 43232-4961 | Not Required by DOW | 3048942 | WILKINS | 950XLT | DC | 1.500 | 59334 | MECH RM NE INSIDE CORNER--2690 S HAMILTON RD (ICHIBAN GRILL)
2800 | S HAMILTON RD | 43232-4961 | Removed | 000601REM | FEBCO | 765 | PVB | 1.000 | 59335 | REMOVED- FRONT OF STORE OUTSIDE AT NORTH ENTRANCE
2800 | S HAMILTON RD | 43232-4961 | Active | XK-0518 | AMES | COLT400 | RP | 3.000 | 3652507 | HOT BOX
2800 | S HAMILTON RD | 43232-4961 | Active | YE-0305 | AMES | 1015 | DC | 8.000 | 3656805 | HOT BOX
2804 | S HAMILTON RD | 43232-4961 | Active | 342350 | WATTS | 909M1QT | RP | 1.500 | 59350 | AT WATER METER
2830 | S HAMILTON RD | 43232-4906 | Active | 141279 | WILKINS | 975 | RP | 1.500 | 59408 | IN MECHANICAL ROOM NE CORNER BY WATER METER.
2830 | S HAMILTON RD | 43232-4906 | Due Install |  |  |  | DCDA |  | 3636479 | IN MECHANICAL ROOM NE CORNER BY WATER METER
2845 | S HAMILTON RD | 43232-4905 | Active | 89124 | WATTS | LF919QT | RP | 0.750 | 59432 | AT WATER METER
2850 | S HAMILTON RD | 43232-4906 | Removed | REM299887 | WATTS | 009M1QT | RP | 1.000 | 59449 | AT
2850 | S HAMILTON RD | 43232-4906 | Active not linked | AMA13378 | WILKINS | 975XL3 | RP | 1.500 | 3658830 | AT METER
2880 | S HAMILTON RD | 43232-4956 | Active | 4205043 | WILKINS | 975XL2 | RP | 0.750 | 3436803 | South wall in garage
2880 | S HAMILTON RD | 43232-4956 | Due Install |  |  |  | RP | 0.750 | 3644563 | AT MTR IN GARAGE
2880 | S HAMILTON RD | 43232-4956 | Due Install |  |  |  | DCDA | 6.000 | 3644564 | IN PIT, N/W CORNER OF LOT
2885 | S HAMILTON RD | 43232-4957 | Removed | 742128REM | WATTS | 800M4 | PVB | 1.000 | 59518 | BACK OF BUILDING REMOVED
3100 | S HAMILTON RD | 43232-5627 | Active | 32966 | WATTS | 919-QT | RP | 2.000 | 3436806 | AT THE DOMESTIC WATER METER
3100 | S HAMILTON RD | 43232-5627 | Active | TA-1301 | AMES | COLT 300-GV | DCDA | 6.000 | 3636565 | IN MECH ROOM. FIRE SERVICE.
3100 | S HAMILTON RD | 43232-5627 | Active | 54903 | AMES | 2000B | DC | 0.750 | 3638838 | IN MECH ROOM. FIRE SIDE CAR.
3619 | S HAMILTON RD | 43232 | Not Required by DOW | 52364 | WATTS | 919AQT | RP | 1.000 | 3611791 | STORAGE ROOM
3619 | S HAMILTON RD | 43232 | Active | 4111119 | WILKINS | 975XL2 | RP | 1.500 | 3613510 | AT METER
3655 | S HAMILTON RD | 43232 | Active | 25653 | WATTS | 919 | RP | 1.500 | 3646344 | INSIDE MECH ROOM AT METER
3700 | S HAMILTON RD | 43232- | Removed | 39284REM | WATTS | 919AQT | RP | 1.000 | 61529 | REMOVED - BACKROOM MECHANICAL ROOM
3700 | S HAMILTON RD | 43232- | Active | 4041459 | Wilkins | 975xl | RP | 1.000 | 61530 | BACKROOM MECH ROOM
3701 | S HAMILTON RD | 43232 | Active | 3477527 | WILKINS | 975 | RP | 1.000 | 102038 | SOUTH WALL BESIDE METER
3730 | S HAMILTON RD | 43232- | Active | 1195478 | WILKINS | 975 | RP | 1.000 | 61606 | BACK WALL AT METER
3737 | S HAMILTON RD | 43223- | Active | W208368 | WILKINS | 975XLBMS | RP | 1.500 | 98163 | REAR OF BUILDING
3737 | S HAMILTON RD | 43223- | Not Required by DOW | W304861 | WILKINS | 975XL | RP | 1.000 | 98272 | IN REAR OF HOUSE
3750 | S HAMILTON RD | 43232- | Not Required by DOW | 180414 | WATTS | 009MT | RP | 1.000 | 61668 | ABOVE METER SETTING IN STOCK ROOM
3750 | S HAMILTON RD | 43232- | Duplicate | DUP015301 | WATTS | 009M2PCQT | RP | 1.500 | 61669 | REPLACED- STORAGE ROOM BY WATER METER
3750 | S HAMILTON RD | 43232- | Active | 0000575 | AMES | 2000B | DC | 1.500 | 61670 | STORAGE ROOM ABOVE WATER METER
3750 | S HAMILTON RD | 43232- | Active | AMA13195 | WATTS | 009M2 | RP | 1.50 | 3609715 | SW CORNER OF BUILDING
3751 | S HAMILTON RD | 43232- | Not Required by DOW | 327704 | WILKINS | 975XL | RP | 0.750 | 92463 | UNDER POP MACHINE
3751 | S HAMILTON RD | 43232- | Not Required by DOW | 275272 | WILKINS | 975XL | RP | 0.750 | 92464 | UNDER POP MACHINE
3751 | S HAMILTON RD | 43232- | Active | 2686500 | WILKINS | 975XL | RP | 1.500 | 92465 | SW AT WATER METER BY SW DOOR
3751 | S HAMILTON RD | 43232- | Not Required by DOW | 2730205 | WILKINS | 975XL | RP | 1.500 | 92466 | S WALL AT DEDUCT METER
3759 | S HAMILTON RD | 43232- | Active | 09879 | WATTS | 919AQT | RP | 1.500 | 95945 | EAST WALL, CAR WASH
3759 | S HAMILTON RD | 43232- | Active | 09771 | WATTS | 919AQT | RP | 1.500 | 95946 | CAR WASH BLDG SOUTHEAST WALL
3759 | S HAMILTON RD | 43232- | Active | 16806 | WATTS | 919AQT | RP | 0.750 | 95947 | NEXT TO WATER METER SE CORNER CAR WASH
3770 | S HAMILTON RD | 43232 | Active | 086600 | WATTS | LF009M2QT | RP | 1.500 | 3648459 | HOTBOX N/E OF BUILDING
3776 | S HAMILTON RD | 43232 | Active | 086598 | WATTS | LF009M2QT | RP | 1.500 | 3648460 | HOTBOX, EAST OF BUILDING
3776 | S HAMILTON RD | 43232 | Active | wj-1326 | AMES | COLT 500-GV | RPDA | 4.000 | 3649130 | HOTBOX EAST OF BUILDING
3776 | S HAMILTON RD | 43232 | Active | 92991 | WATTS | LF919AQT | RP | 0.750 | 3649131 | HOTBOX EAST OF BUILDING
3782 | S HAMILTON RD | 43232 | Active | 086589 | WATTS | LF009M2QT | RP | 1.500 | 3648317 | HOTBOX S/E OF BUILDING
3800 | S HAMILTON RD | 43232 | Active | 00631 | AMES | 4000B | RP | 1.500 | 3648323 | HOTBOX IN BACK NE PROPERTY
3820 | S HAMILTON RD | 43125 | Active | 3791505 | WILKINS | 975XL | RP | 1.500 | 103616
3820 | S HAMILTON RD | 43125 | Not Required by DOW | 3791213 | WILKINS | 975XL | RP | 1.000 | 103642
3841 | S HAMILTON RD | 43232- | Active | 156997 | AMES | 3000SS | DCDA | 8.000 | 95943 | METER PIT BY HOT BOX
3841 | S HAMILTON RD | 43232- | Active | 54874 | AMES | 2000B | DC | 0.750 | 95948 | METER PIT BY HOT BOX
3841 | S HAMILTON RD | 43232- | Active | 119728 | AMES | 4000SS | RP | 3.000 | 95949 | HOT BOX
3841 | S HAMILTON RD | 43232- | Not Required by DOW | 16066 | WATTS | 919AQT | RP | 1.000 | 96462 | IN MOP SINK AT FRONT OF STORE
3841 | S HAMILTON RD | 43232- | Not Required by DOW | 43188 | WATTS | 008PCQT | PVB | 0.500 | 96463 | IN CEILING ABOVE OVENS
3841 | S HAMILTON RD | 43232- | Active | 127761 | AMES | 4000SS | RP | 4.000 | 98565 | FRONT ENTRY CLOSET
3850 | S HAMILTON RD | 43232 | Active | 28583 | WATTS | 919AQT | RP | 1.000 | 100205 | BACK WALL OFFICE NEAR BATHRMS AT WATER METER
3850 | S HAMILTON RD | 43232 | Not Required by DOW | 700197 | WATTS | 800M4QT | PVB | 1.000 | 100254 | MEN'S ROOM AT DEDUCT MTR OVER MOP SINK
3870 | S HAMILTON RD | 43232 | Active | 4819633 | WILKINS | 975XL2 | RP | 1.500 | 3648318 | MECH ROOM AT WATER METER
3870 | S HAMILTON RD | 43232 | Not Required by DOW | 295525 | WATTS | LF009M3QT | RP | 0.750 | 3648669 | MECH ROOM
3870 | S HAMILTON RD | 43232 | Not Required by DOW | 066120 | WATTS | LF800M4 | PVB | 0.500 | 3648670 | MECH ROOM
3870 | S HAMILTON RD | 43232 | Not Required by DOW | W437937 | WILKINS | 975XL2 | RP | 0.500 | 3648701 | FILTER ICE SODA
3911 | S HAMILTON RD | 43125 | Removed | 4385280REM | WILKINS | 975XL2 | RP | 1.000 | 95906 | MECH ROOM SOUTH SIDE OF BLDG
3911 | S HAMILTON RD | 43125 | Removed | 10202REM | WATTS | 919AQT | RP | 1.500 | 96391 | MECH ROOM SOUTH SIDE OF BLDG
3911 | S HAMILTON RD | 43125 | New Construction |  |  |  | RP | 1.000 | 3648333 | HOTBOX
3911 | S HAMILTON RD | 43125 | Active | 72748 | WATTS | 919-QT | RP | 1.000 | 3648649 | HOT BOX SE OF BUILD
3920 | S HAMILTON RD | 43125-9222 | Active | 8364 | WATTS | 007QT | DC | 1.500 | 62220 | AT THE WATER METER IN THE SE CORNER OF THE BLDG
3920 | S HAMILTON RD | 43125-9222 | Due Install |  |  |  | RP | 1.500 | 3638534 | AT THE WATER METER IN THE SE CORNER OF THE BLDG
3925 | S HAMILTON RD | 43125 | Active | 097570 | WATTS | LF009M2QT | RP | 1.500 | 3651303
3925 | S HAMILTON RD | 43125 | Not Required by DOW | EAA0712 | WILKINS | 720 | PVB | 0.750 | 3651304
3945 | S HAMILTON RD | 43232 | Active | 087996 | WATTS | LF009M2QT | RP | 1.500 | 3649678 | HOT BOX
3945 | S HAMILTON RD | 43232 | Active | UJ-1711 | WATTS | 957 | RPDA | 6.000 | 3649679 | HOTBOX
3945 | S HAMILTON RD | 43232 | Active | 87655 | WATTS | LF919QT | RP | 0.750 | 3649680 | HOTBOX
3945 | S HAMILTON RD | 43232 | Not Required by DOW | 4882465 | WILKINS | 975 | RP | 0.750 | 3652686 | STOCK ROOM
3980 | S HAMILTON RD | 43125-9222 | Active | 100647 | AMES | 3000SS | DCDA | 4.000 | 62412 | MECHANICAL ROOM
3980 | S HAMILTON RD | 43125-9222 | Active | 345965 | WATTS | 909M1QT | RP | 2.000 | 62413 | MECH ROOM
3980 | S HAMILTON RD | 43125-9222 | Not Required by DOW | 40332 | WATTS | 009QT | RP | 1.500 | 62414 | MECH ROOM NORTHWEST
3980 | S HAMILTON RD | 43125-9222 | Active | 7711 | AMES | 2000B | DC | 0.750 | 62415 | MECHANICAL ROOM
3981 | S HAMILTON RD | 43125 | Active | 178321 | WATTS | LF009M2QT | RP | 2.000 | 3650582 | HOTBOX, north side of building
3993 | S HAMILTON RD | 43125 | Active | UI-3214 | AMES | COLT 400 | RP | 4.000 | 3649088 | HOTBOX
3993 | S HAMILTON RD | 43125 | Active | UI-1327 | AMES | 300-GV | DCDA | 8.000 | 3649089 | IN METER PIT
3993 | S HAMILTON RD | 43125 | Active | 62414 | AMES | 2000BM3 | DC | 0.750 | 3649090 | IN METER PIT - 3/4" BYPASS
3993 | S HAMILTON RD | 43125 | Not Required by DOW | 38395 | WATTS | LF919QT | RP | 2.000 | 3649804 | MECH ROOM
3993 | S HAMILTON RD | 43125 | Not Required by DOW | 26671 | WATTS | LF919QT | RP | 1.500 | 3649805 | SWIMMING POOL MECH ROOM
3996 | S HAMILTON RD | 43125-9222 | Not Required by DOW | 246777 | WATTS | 009M3QT | RP | 1.500 | 62479 | REAR OF BUILDING UNDER HOT WATER HEATER SHELF
3996 | S HAMILTON RD | 43125-9222 | Active | 4743775 | WILKINS | 975 | RP | 1.500 | 3629676 | SE AT WATER METER UNDER HWT
3996 | S HAMILTON RD | 43125-9222 | Not Required by DOW | 429677 | WATTS | LF009QT | RP | 0.500 | 3639438
3999 | S HAMILTON RD | 43125 | Active | 177262 | WATTS | 009M2QT | RP | 1.500 | 3651343 | HOT BOX SE
3999 | S HAMILTON RD | 43125 | Not Required by DOW | 177261 | WATTS | 009M2QT | RP | 1.500 | 3651357 | HOT BOX SE
4201 | S HAMILTON RD | 43125-9379 | Inactive | 131911 | WATTS | 009M2QT | RP | 2.000 | 63284 | 0 USE 6/3/15 CAG. GOLF BALL CLEANING ROOM NEXT TO WTR MTR
4255 | S HAMILTON RD | 43125-9332 | Not Required by DOW | 4661728 | WILKINS | 975XL2 | RP | 1.500 | 63433 | BY METER PIT AT SE CORNER OF LOT NEXT TO HYDRANT
4255 | S HAMILTON RD | 43125-9332 | Not Required by DOW | 14211 | WATTS | LF919QT | RP | 1.500 | 63434 | BY GARAGE DOOR ON NORTH SIDE OF BUILDING
4255 | S HAMILTON RD | 43125-9332 | Not Required by DOW | 243263 | WILKINS | 975XL | RP | 1.500 | 63435 | GARAGE SERVICE AREA
4255 | S HAMILTON RD | 43125-9332 | Not Required by DOW | 248187 | WILKINS | 975XL | RP | 2.000 | 63436 | IN SERVICE AREA
4255 | S HAMILTON RD | 43125-9332 | Not Required by DOW | 248189 | WILKINS | 975XL | RP | 2.000 | 63437 | BY GARAGE DOOR ON NORTH SIDE OF BUILDING
4255 | S HAMILTON RD | 43125-9332 | Not Required by DOW | 248193 | WILKINS | 975XL | RP | 2.000 | 63438 | NORTHWEST END OF SERVICE AREA
4255 | S HAMILTON RD | 43125-9332 | Not Required by DOW | 252197 | WILKINS | 975XL | RP | 0.750 | 63440 | MEN'S RESTROOM - BETWEEN STALLS
4255 | S HAMILTON RD | 43125-9332 | Not Required by DOW | 253266 | WILKINS | 975XL | RP | 0.750 | 63441 | UTILITY CLOSET BY MEN'S & WOMENS RESTROOMS
4255 | S HAMILTON RD | 43125-9332 | Not Required by DOW | 177838 | WILKINS | 975XL | RP | 1.500 | 63442 | ELECTRICAL /SUPPLY RM
4255 | S HAMILTON RD | 43125-9332 | Not Required by DOW | 243269 | WILKINS | 975XL2 | RP | 1.500 | 99480 | CORNER NISSAN SERVICE BAY
4255 | S HAMILTON RD | 43125-9332 | Not Required by DOW | 058254 | WATTS | LF009M2QT | RP | 1.500 | 3633355
4255 | S HAMILTON RD | 43125-9332 | Active | VB-1495 | WATTS | 957 | RP | 6.000 | 3633373 | IN HOT BOX AT PIT
4255 | S HAMILTON RD | 43125-9332 | Not Required by DOW | 141045 | WATTS | LF009M2QT | RP | 1.000 | 3633542 | MECHANICAL ROOM OF CAR WASH BAY
4255 | S HAMILTON RD | 43125-9332 | Not Required by DOW | 148127 | WATTS | LF009M2QT | RP | 1.000 | 3633543 | MECHANICAL ROOM OF CAR WASH BAY
4255 | S HAMILTON RD | 43125-9332 | Not Required by DOW | 136262 | WATTS | LF009M2QT | RP | 1.000 | 3633544 | MECHANICAL ROOM OF CAR WASH BAY
4255 | S HAMILTON RD | 43125-9332 | Not Required by DOW | 191039 | WATTS | LF009M2QT | RP | 2.000 | 3652258 | UTILITY CLOSET
4343 | S HAMILTON RD | 43125-9332 | Active | 3EN0738 | AMES | 3000 | DCDA | 4.000 | 63753 | SOUTH END OF BUILDING AT FIRE RISERS
4343 | S HAMILTON RD | 43125-9332 | Active | 363168 | WATTS | 909M1QT | RP | 1.500 | 63754 | WEST WALL S END
4343 | S HAMILTON RD | 43125-9332 | Active | 33292 | AMES | 2000BM3 | DC | 0.750 | 63755 | SOUTH END AT FIRE RISERS
4343 | S HAMILTON RD | 43125-9332 | Active | 731707 | WILKINS | 975XL | RP | 1.500 | 63756 | NORTH JANITOR CLOSET
4350 | S HAMILTON RD | 43125-9559 | Active | 1279160703 | AMES | 3000SS | DCDA | 8.000 | 63787 | BASEMENT W WALL
4350 | S HAMILTON RD | 43125-9559 | Active | 31126 | AMES | 2000B | DC | 0.750 | 63788 | BASEMENT W WALL
4350 | S HAMILTON RD | 43125-9559 | Active | W149774 | WILKINS | 975XL | RP | 0.750 | 63789 | IN BASEMENT ABOVE METER NEXT TO FIRE LINE
4350 | S HAMILTON RD | 43125-9559 | Not Required by DOW |  |  |  | RP |  | 3626777
4400 | S HAMILTON RD | 43125-9559 | Active | VC-0865 | AMES | COLT500GV | RPDA | 8.000 | 3630014 | FIRE PUMP/RISER BLDG NW PROPERTY
4400 | S HAMILTON RD | 43125-9559 | LPS - Active |  |  |  | LST |  | 3630204 | FIRE PUMP - ELECTRIC PUMP ROOM
4400 | S HAMILTON RD | 43125-9559 | Active | 89771 | WATTS | 919QT | RP | 0.750 | 3650299 | FIRE PUMP/RISER BLDG NW PROPERTY - FIRE 3/4" SIDE CAR
4400 | S HAMILTON RD | 43125-9559 | Active | 27476C | WILKINS | 375AST | RP | 3.000 | 3651354 | MECH RM AFTER METER
4400 | S HAMILTON RD | 43125-9559 | Not Required by DOW | 087873 | WATTS | LF909M2QT | RP | 1.500 | 3651362 | Boiler room
4400 | S HAMILTON RD | 43125-9559 | Not Required by DOW | ABH3290 | WILKINS | 975XL2 | RP | 1.000 | 3651363
4400 | S HAMILTON RD | 43125-9559 | Not Required by DOW | ACF9627 | WILKINS | 975XL | RP | 2.000 | 3651364
4450 | S HAMILTON RD | 43125 | Active | 192870 | WATTS | LF009M2QT | RP | 2.000 | 3653005 | WATER RISER PUMP ROOM EAST END OF BUILDING
4450 | S HAMILTON RD | 43125 | Not Required by DOW | ADFC8119 | WILKINS | 975XL2 | RP | 2.000 | 3653009 | WATER RISER PUMP ROOM EAST END OF BUILDING
4450 | S HAMILTON RD | 43125 | LPS - Active |  |  |  | LST |  | 3653093 | FIRE PUMP - EAST WALL OF BUILDING, PUMP ROOM
4450 | S HAMILTON RD | 43125 | Active | 1016021921 | AMES | 3000SS | DCDA | 8.000 | 3653185
4450 | S HAMILTON RD | 43125 | Active | 85600 | AMES | 2000B | DC | 0.750 | 3653187
4455 | S HAMILTON RD | 43125 | Active | UD-1808 | AMES | COLT 400 | RP | 3.000 | 3648747 | HOT BOX S/E OF BUILDING
4455 | S HAMILTON RD | 43125 | Active | UD-1341 | AMES | 500GV | RPDA | 8.000 | 3648748 | HOT BOX S/E OF BUILDING
4455 | S HAMILTON RD | 43125 | Active | 89481 | WATTS | LF919QT | RP | 0.750 | 3651215 | HOT BOX S/E OF BUILDING
4465 | S HAMILTON RD | 43125-9333 | Not Required by DOW | W104620 | WILKINS | 975 | RP | 0.750 | 64090 | ELECTRICAL BUILDING MECH ROOM
4465 | S HAMILTON RD | 43125-9333 | Active | 1199200702 | AMES | 3000SS | DCDA | 4.000 | 64091 | MAIN BUILDING BOILER RM 1126
4465 | S HAMILTON RD | 43125-9333 | Not Required by DOW | 123610 | WATTS | 009QT | RP | 1.000 | 64092 | MAIN BLD MAIN MECH ROOM ABOVE BOILER
4465 | S HAMILTON RD | 43125-9333 | Active | 198542 | WATTS | 909 | RP | 4.000 | 64093 | MAIN BUILDING BOILER RM
4465 | S HAMILTON RD | 43125-9333 | Active | 24784 | AMES | 2000B | DC | 0.750 | 64094 | MAIN BUILDING BOILER RM 1126
4465 | S HAMILTON RD | 43125-9333 | Active | 362786 | WATTS | 009M1QT | RP | 2.000 | 64095 | MAIN BUILDING BOILER RM
4465 | S HAMILTON RD | 43125-9333 | Active | 266947 | WATTS | 009M2QT | RP | 2.000 | 64096 | BY OVERHEAD DOOR AT GREEN HOUSE
4465 | S HAMILTON RD | 43125-9333 | Replaced | REP395527 | WATTS | 009PCQT | RP | 1.500 | 64098 | REPLACED- MECH ROOM
4465 | S HAMILTON RD | 43125-9333 | Active | 540689 | WATTS | 909QT | RP | 1.000 | 64099 | BOILER ROOM FOR GREEN HOUSE
4465 | S HAMILTON RD | 43125-9333 | Not Required by DOW | 72032 | WATTS | 007M2QT | DC | 1.500 | 64100 | MECH ROOM ELECTRIC TRADES BLD
4465 | S HAMILTON RD | 43125-9333 | Active | AC17977 | WILKINS | 975XL2 | RP | 1.25 | 64101 | AG TOOL ROOM SHOP
4465 | S HAMILTON RD | 43125-9333 | Not Required by DOW | 385258 | WATTS | 909M1QT | RP | 1.500 | 90589 | GREEN HOUSE
4465 | S HAMILTON RD | 43125-9333 | Active | 2291428 | WILKINS | 950XL | DC | 0.750 | 93419 | METER ROOM AUTO TRADES BLD
4465 | S HAMILTON RD | 43125-9333 | Active | V07867 | WILKINS | 350ADA | DCDA | 6.000 | 93420 | METER ROOM AUTO TRADES BLD
4465 | S HAMILTON RD | 43125-9333 | Not Required by DOW | ACS5087 | WILKINS | 975XL2 | RP | 2.000 | 97020 | AUTO MECH ROOM
4465 | S HAMILTON RD | 43125-9333 | Not Required by DOW | 01921 | WATTS | 909 | RP | 1.500 | 3351144 | MECH ROOM ELECT BLDG
4465 | S HAMILTON RD | 43125-9333 | Not Required by DOW | AJB6954 | WILKINS | 375XL | RP | 0.750 | 3650465 | Boiler Room Engineering Building
4470 | S HAMILTON RD | 43125 | Active | 124850 | WATTS | LF009M2QT | RP | 2.000 | 3636947 | HOT BOX
4470 | S HAMILTON RD | 43125 | Active | SH1893 | WATTS | 957 | RPDA | 8.000 | 3638147 | HOT BOX
4470 | S HAMILTON RD | 43125 | Active | 78409 | WATTS | LF919QT | RP | 0.750 | 3638148 | HOT BOX
4470 | S HAMILTON RD | 43125 | Not Required by DOW | 045902 | WATTS | LF909QT | RP | 1.000 | 3639080
4475 | S HAMILTON RD | 43125-9333 | Removed | 145491REM | WATTS | 909 | RP | 3.000 | 64131 | REMOVED - BOILER ROOM NE CORNER
4475 | S HAMILTON RD | 43125-9333 | Not Required by DOW | 114274 | WATTS | 009M2 | RP | 1.000 | 64132 | BOILER ROOM/MECHANICAL ROOM
4475 | S HAMILTON RD | 43125-9333 | Active | QC-2402 | WATTS | 957 | RP | 3.000 | 3625068 | Hot box new Building
4475 | S HAMILTON RD | 43125-9333 | [6 empty] | 3626937 | WELL IRRIGATION FOR ATHLETIC FIELDS. COMPLETELY SEPERATE FROM DOMESTIC.
4475 | S HAMILTON RD | 43125-9333 | Active | 116006115 | WATTS | 774 | DCDA | 8.000 | 3631410 | IN WATER METER PIT BY HOT BOX
4475 | S HAMILTON RD | 43125-9333 | Active | 21442 | WATTS | 007M2 | DC | 0.750 | 3631411 | IN WATER METER PIT BY HOT BOX
4475 | S HAMILTON RD | 43125-9333 | Not Required by DOW | RF-1694 | WATTS | 957 | RP | 3.000 | 3638736 | BOILER ROOM - IN PARALLEL
4475 | S HAMILTON RD | 43125-9333 | Not Required by DOW | RP-3038 | WATTS | 957 | RP | 3.000 | 3638738 | BOILER ROOM - IN PARALLEL
4490 | S HAMILTON RD | 43125 | Active | 151882 | WATTS | LF009M2QT | RP | 2.000 | 3646570 | WATER RISER ROOM NE CORNER OF BUILDING
4490 | S HAMILTON RD | 43125 | Active | UA-0209 | AMES | 500-GV | RPDA | 8.000 | 3646571 | FIRE RISER ROOM N/E CORNER
4490 | S HAMILTON RD | 43125 | Active | 84014 | WATTS | LF919-QT | RP | 0.750 | 3646572
4490 | S HAMILTON RD | 43125 | LPS - Active |  |  |  | LST |  | 3646573 | FIRE PUMP - PUMP ROOM
4490 | S HAMILTON RD | 43125 | Not Required by DOW | 151884 | WATTS | LF009M2QT | RP | 2.000 | 3646604 | WATER RISER ROOM NE CORNER OF BUILDING
4500 | S HAMILTON RD | 43125-9563 | Active | QH2756 | WATTS | 957 | RP | 4.000 | 64228 | CHILLER ROOM
4500 | S HAMILTON RD | 43125-9563 | Active | 2118 | WATTS | 009QT | RP | 1.250 | 64229 | EXIT TO DOCK IN CEILING
4500 | S HAMILTON RD | 43125-9563 | Removed | 470782REM | WATTS | 909QT | RP | 0.750 | 64230 | REMOVED- MECHANICAL ROOM -- IN MAINT ROOM
4500 | S HAMILTON RD | 43125-9563 | Active | 76915 | AMES | 2000 | DC | 0.750 | 3635905 | IN HOT BOX AT PIT
4500 | S HAMILTON RD | 43125-9563 | Active | 5010920 | WILKINS | 975XL2 | RP | 1.500 | 3657349 | WATER METER ROOM
4500 | S HAMILTON RD | 43125-9563 | Active | YB-1494 | AMES | 300 | DCDA | 4.000 | 3658057 | IN HOT BOX AT PIT
4505 | S HAMILTON RD | 43125-9335 | Active | 33537 | WATTS | LF919QT | RP | 1.500 | 64245 | E WALL- AT H2O METER, ENGINE/TURBO ROOM AY AMONIA TANKS, O ACCT
4505 | S HAMILTON RD | 43125-9335 | Active | 27247 | WATTS | LF919QT | RP | 1.500 | 3653038 | UNDER ICE MAKERS ALONG BACK WALL
4600 | S HAMILTON RD | 43125-9636 | Active | 278163 | WILKINS | 975 | RP | 1.000 | 64531 | NEXT TO WATER METER
4600 | S HAMILTON RD | 43125-9636 | Active | 66990 | AMES | 2000B | DC | 0.750 | 101319 | PUMP ROOM
4600 | S HAMILTON RD | 43125-9636 | Active | 1753300611 | AMES | 3000SS | DCDA | 8.000 | 101320 | PUMP ROOM
898 | S HAMILTON RD UNIT A | 43213-3003 | Due Install |  |  |  | RP |  | 3436716
110 | S HAMILTON RD UNIT A | 43227-1312 | Active | B11513 | WILKINS | 975 | RP | 3.000 | 53883 | S BLDG-NW SERV GARAGE ABOVE/AT WATER METER, MTR UNDER STEEL PLATE NW OF SERV/GA
1100 | S HAMILTON RD UNIT A | 43227-1312 | Not Required by DOW | 356730 | WILKINS | 975 | RP | 1.250 | 53884 | IN WORK BAY NEXT TO CAR WASH - ABOVE CAR WASH EQUIPMENT
2300 | S HAMILTON RD UNIT A | 43232-4306 | Due Install |  |  |  | DCDA | 6.000 | 3639627
2300 | S HAMILTON RD UNIT A | 43232-4306 | Active | A66492 | DERRINGER | 40G | RP | 3.000 | 3655481 | MECH ROOM E
2400 | S HAMILTON RD UNIT A | 43232-4963 | Active | 76907 | WATTS | 009M2QT | RP | 1.500 | 58221 | MECH ROOM AT WATER METER
4400 | S HAMILTON RD UNIT A | 43125 | Active | VD-1396 | AMES | 400 | RP | 4.000 | 3630013 | HOT BOX W/ SIDE OF BUILDING
1500 | S HAMILTON RD UNIT B | 43227-2414 | Due Install |  |  |  | RP | 0.750 | 3436737
4505 | S HAMILTON RD UNIT B | 43125-9335 | Active | 105358 | WATTS | 009M2QT | RP | 1.000 | 64244 | NE GARAGE BY SINK AT WATER METER "B" ACCT
4505 | S HAMILTON RD UNIT B | 43125-9335 | Not Required by DOW | W396600 | wilkins | 975xl2 | RP | 0.750 | 103788 | SW BETWEEN DOCK DOORS ON WALL FOR HOSE BIB
4505 | S HAMILTON RD UNIT C | 43125-9335 | Removed | REM427342 | WATTS | 909M1QT | RP | 2.000 | 92853 | E WALL AT 2" H2O METER, "C" ACCT, 3 DOW MTRS/ACCTS HERE
63 | S HARDING RD | 43209-1934 | Active | T417747 | WILKINS | 720A | PVB | 0.750 | 3438234
85 | S HARDING RD | 43209-1934 | Active | F017943 | WILKINS | 720A | PVB | 1.000 | 93882 | LEFT SIDE OF HOUSE
10 | S HARDING RD | 43209-1935 | Replaced | REP20985 | WATTS | 800QT | PVB | 0.750 | 93883 | REPLACED- FRONT OF HOUSE
106 | S HARDING RD | 43209-1935 | Active | t303633 | WILKINS | 720A | PVB | 0.750 | 3611324 | FRONT OF HOUSE
158 | S HARDING RD | 43209-1937 | Active | AD3362 | FEBCO | 765 | PVB | 0.750 | 55459 | SIDE OF HOUSE
166 | S HARDING RD | 43209-1937 | Active | T013458 | WILKINS | 720A | PVB | 0.750 | 100145 | LEFT SIDE
180 | S HARDING RD | 43209-1937 | Active | EG8347 | FEBCO | 765 | PVB | 1.000 | 93884 | LEFT SIDE
190 | S HARDING RD | 43209-1937 | Active | AM9470 | FEBCO | 765 | PVB | 1.000 | 93885 | NW CORNER OF HOUSE
267 | S HARDING RD | 43209- | Active | T197945 | WILKINS | 720A | PVB | 0.750 | 3438258 | REAR OF HOUSE, EXTERIOR
268 | S HARDING RD | 43209-1946 | Active | cb481604 | WILKINS | 720A | PVB | 1.000 | 58951 | LEFT SIDE
284 | S HARDING RD | 43209-1946 | Active | F031317 | WILKINS | 720A | PVB | 0.750 | 99365 | FRONT - LEFT OF DOOR
345 | S HARDING RD | 43209-1947 | Active | T418368 | WILKINS | 720A | PVB | 0.750 | 60773 | RIGHT SIDE OF HOUSE
419 | S HARDING RD | 43209-1948 | Active | CAB59107 | WILKINS | 720 | PVB | 1.000 | 3438276
450 | S HARDING RD | 43209-1945 | Active | 436557 | WILKINS | 420 | PVB | 1.000 | 64212 | SIDE OF HOUSE FACING FAIR AVENUE
135 | S HARDING RD UNIT A | 43209-1934 | Replaced | REP434758 | WATTS | 909M1QT | RP | 1.500 | 54773 | REPLACED- NORTHSIDE FRONT
135 | S HARDING RD UNIT A | 43209-1934 | Active | 4822380 | WILKINS | 975XL | RP | 1.50 | 3351145 | NORTH SIDE FRONT
598 | S HARRIS AVE | 43204-2408 | In Review |  |  |  | RP | 1.500 | 3438951
108 | S HARRIS AVE | 43204- | Active | 92034 | WATTS | 909HWQT | RP | 0.750 | 103217 | 1100 S HAGUE-BOILER ROOM
1155 | S HARRIS AVE | 43204- | In Review |  |  |  | RP |  | 3639064
67 | S HARTFORD AVE | 43222- | Active | WB-1306 | AMES | 400 | RP | 3.000 | 3654155 | MTR ROOM
67 | S HARTFORD AVE | 43222- | Active | WL-2117 | AMES | 300 GV | DCDA | 6.000 | 3654156 | MTR ROOM
67 | S HARTFORD AVE | 43222- | Active | 67963 | AMES | 2000BM3 | DC | 0.750 | 3654157 | MTR ROOM
56 | S HAYMORE AVE | 43085-2488 | Active | 285755 | WATTS | 800M4QT | PVB | 0.750 | 95233 | FRONT RIGHT SIDE OF HOUSE
156 | S HIGH | 43017 | Active | T432630 | WILKINS | 720A | PVB | 0.750 | 3654737 | LEFT SIDE OF HOUSE
11 | S HIGH ST | 43054-9582 | Active | CB854791 | WILKINS | 720A | PVB | 0.750 | 3443812 | BACK LEFT CORNER
11 | S HIGH ST | 43054-9582 | Due Install |  |  |  | RP |  | 3646914
15 | S HIGH ST | 43054-9582 | Not Required by DOW | CB608868 | WILKINS | 720 | PVB | 0.750 | 3443815 | RIGH SIDE OF HOUSE
15 | S HIGH ST | 43054-9582 | Active | ABT7634 | WILKINS | 975 | RP | 0.750 | 3646883 | BASEMENT AT METER
21 | S HIGH ST | 43215- | Active | 124267 | WATTS | 007M2 | DC | 0.750 | 57218 | BASEMENT MECH ROOM SW BOILER ROOM
21 | S HIGH ST | 43215- | Active | 3KM0221 | AMES | 3000SS | DCDA | 6.000 | 57219 | BASEMENT MECH ROOM SW BOILER ROOM
21 | S HIGH ST | 43215- | Not Required by DOW | 437753 | WATTS | 909QT | RP | 1.000 | 57220 | 13TH FL TOILET EXHAUST FOR ROOM
21 | S HIGH ST | 43215- | Not Required by DOW | 143376 | WATTS | 009M3QT | RP | 0.750 | 57221 | BANK CHILLER ROOM -- 2ND FLOOR
21 | S HIGH ST | 43215- | Not Required by DOW | 67054 | WATTS | 009M3QT | RP | 0.750 | 57222 | BOILER ROOM --BACK WAY EYE LEVEL PI MECH ROOM
21 | S HIGH ST | 43215- | Not Required by DOW | 7774 | WATTS | 007QT | DC | 0.750 | 57223 | IN THE OLD "VAULT" RESTAURANT
21 | S HIGH ST | 43215- | Not Required by DOW | 242853 | WATTS | 009QT | RP | 0.750 | 57225 | 4TH FLOOR MECHANICAL MCQUARY
21 | S HIGH ST | 43215- | Active | 14112 | WILKINS | 375AST | RP | 4.00 | 57226 | 17 S HIGH, MECH ROOM AT METER,,SW CORNER BOILER ROOM
21 | S HIGH ST | 43215- | Not Required by DOW | W047120 | WILKINS | 975XL | RP | 1.000 | 3351148 | ELEVATOR ROOM PENTHOUSE
21 | S HIGH ST | 43215- | LPS - Active |  |  |  | LPC |  | 3638624 | DOMESTIC PUMP -
21 | S HIGH ST | 43215- | LPS - Active |  |  |  | LST |  | 3638625
29 | S HIGH ST | 43054-9582 | Active | A001769 | FEBCO | 805YB | DC | 0.750 | 59537 | SPRINKLER RISER ROOM / ELECTRICAL ROOM
29 | S HIGH ST | 43054-9582 | Active | 742827 | WILKINS | 975XLBMS | RP | 2.000 | 59538 | MECHANICAL ELECTRICAL ROOM
29 | S HIGH ST | 43054-9582 | Active | 9612051427 | FEBCO | 876V | DCDA | 4.000 | 59539 | SPRINKLER RISER ROOM/ELECTRICAL ROOM
29 | S HIGH ST | 43017-1132 | Active | 104892 | WATTS | 009M2QT | RP | 1.000 | 59541 | IN MENS RESTROOM CLOSET AT WATER MTR -27 D V TAVERN
30 | S HIGH ST | 43017-1133 | Active | AMA09552 | WILKINS | 975XL3 | RP | 1.500 | 3443821 | BASEMENT- DOWN STEPS AND TO THE RIGHT
30 | S HIGH ST | 43017-1133 | Active | YI-0824 | AMES | 3000 | DCDA | 4.000 | 3659142 | BASEMENT
30 | S HIGH ST | 43017-1133 | Active | 103851 | WATTS | LF007 | DC | 0.750 | 3659143 | BASEMENT
38 | S HIGH ST | 43017 | Active | CB154134 | WILKINS | 720A | PVB | 0.750 | 3443824 | LEFT REAR
41 | S HIGH ST | 43215-6101 | Replaced | REP121365 | WATTS | 909 | RP | 3.000 | 62875 | REPLACED- CENTRAL PLANT
41 | S HIGH ST | 43215-6101 | Active | 26381 | WATTS | LF909 | RP | 4.000 | 62877 | CENTRAL PLANT DOMESTIC WATER
41 | S HIGH ST | 43215-6101 | Active | 26378 | WATTS | LF909 | RP | 4.000 | 62878 | CENTRAL PLANT DOMESTIC WATER
41 | S HIGH ST | 43215-6101 | Not Required by DOW | 4493649 | WILKINS | 975XL2 | RP | 2.000 | 62879 | NORTH PENTHOUSE
41 | S HIGH ST | 43215-6101 | Not Required by DOW | 431986 | WILKINS | 975 | RP | 0.750 | 62884 | DEDUCT METER MOP SINK ROOM -- CARIBOU COFFEE
41 | S HIGH ST | 43215-6101 | Not Required by DOW | ABF2709 | WILKINS | 975XL2 | RP | 0.750 | 62885 | ABOVE CEILING - LIFE SAFETY OFFICE
41 | S HIGH ST | 43215-6101 | Not Required by DOW | 58798 | WATTS | 909 | RP | 0.750 | 62886 | SW GARAGE LEVEL 1 METER ROOM
41 | S HIGH ST | 43215-6101 | Not Required by DOW | 84700 | WATTS | 009M1QT | RP | 2.000 | 62887 | CENTRAL PLANT BOILER FEED LINE (BOILER ROOM)
41 | S HIGH ST | 43215-6101 | Not Required by DOW | 99520 | WATTS | 009QT | RP | 0.750 | 62889 | CLOSET - CENTER OF SALON
41 | S HIGH ST | 43215-6101 | Not Required by DOW | 4849497 | WILKINS | 950XLT2 | DC | 1.000 | 87179 | BY WATER METER ABOVE CEILING REAR EXIT (EINSTEINS)
41 | S HIGH ST | 43215-6101 | Not Required by DOW | 4797143 | WILKINS | 975XL2 | RP | 1.000 | 87180 | IN CEILING ABOVE FREEZER (EINSTEINS)
41 | S HIGH ST | 43215-6101 | Not Required by DOW | 14325 | WATTS | 919AQT | RP | 1.500 | 100511 | MECHANICAL ROOM IN CEILING ABOVE MOP SINK, TENANT SPACE
41 | S HIGH ST | 43215-6101 | Not Required by DOW | 002113 | WATTS | LF909 | RP | 3.000 | 3610182 | CENTRAL PLANT, above eyewash
41 | S HIGH ST | 43215-6101 | Not Required by DOW | 07282 | WATTS | 919 | RP | 0.500 | 3614934 | DENTAL WATER
41 | S HIGH ST | 43215-6101 | Not Required by DOW | 07222 | WATTS | 919 | RP | 0.500 | 3614939 | IN MECH RM WITH VAC & AIR COMPRESSOR
41 | S HIGH ST | 43215-6101 | Not Required by DOW | 390374 | WATTS | 009QT | RP | 0.500 | 3621126 | CLOSET BEHIND COFFEE SHOP
41 | S HIGH ST | 43215-6101 | Not Required by DOW | 149471 | WATTS | LF009M2QT | RP | 1.000 | 3636034 | STORAGE CLOSET IN LOBBY MENS RESTROOM
41 | S HIGH ST | 43215-6101 | Removed |  |  |  | RP | 6.000 | 3636035
41 | S HIGH ST | 43215-6101 | Active | 1968761119 | AMES | 3000SS | DCDA | 10.000 | 3636036 | MECH ROOM
41 | S HIGH ST | 43215-6101 | LPS - Active |  |  |  | LST |  | 3636037 | FIRE PUMP - FIRE PUMP ROOM (LOW ZONE)
41 | S HIGH ST | 43215-6101 | Not Required by DOW | ABC7311 | WILKINS | 975XL2 | RP | 0.750 | 3636692 | 25TH FLOOR IN WOMEN'S RESTROOM MECHANICAL ROOM
41 | S HIGH ST | 43215-6101 | Not Required by DOW | 4493649 | WILKINS | 975XL2 | RP | 2.000 | 3646442 | NORTH PENTHOUSE MECH ROOM LEVEL 38N
41 | S HIGH ST | 43215-6101 | Active | 83075 | AMES | 2000B | DC | 0.750 | 3646641 | MECH ROOM
41 | S HIGH ST | 43215-6101 | LPS - Active |  |  |  | LPC |  | 3659141 | DOMESTIC PUMP - BOILER ROOM
41 | S HIGH ST | 43215-6101 | LPS - Active |  |  |  | LST |  | 3659599 | FIRE PUMP - FIRE PUMP ROOM (HIGH ZONE)
54 | S HIGH ST | 43017-1133 | Active | 4791754 | WILKINS | 975XL2 | RP | 0.750 | 3443826 | AT WATER METER BSMNT/CRAWL THRU TRAP DOOR
55 | S HIGH ST | 43017-2118 | Not Required by DOW | W255377 | WILKINS | 975XLBMS | RP | 0.750 | 87590 | KITCH E WALL BOTTM DEV BEHIND SM DISHWSHR-FOR RESTRANT-MISSING JIMMYS BAR
55 | S HIGH ST | 43017-2118 | Not Required by DOW | 616828 | WATTS | 909QT | RP | 0.750 | 94458 | KITCH E WALL TOP DEVICE BEHIND SM DISHWSHR -FOR UPSTAIRS
55 | S HIGH ST | 43017-2118 | Active | 54565 | WILKINS | 975XL3 | RP | 1.000 | 3635153 | AT MTR E STRWEL..ENT GLASS DRS. GO UPSTAIRS TRN L GO TO END,THEN DWN STRS
76 | S HIGH ST | 43017 | Not Required by DOW | 438422 | WATTS | 909QT | RP | 0.750 | 72301 | AT WATER METER IN CELLAR
77 | S HIGH ST | 43215-6108 | Not Required by DOW | NL020 | APOLLO/CONBRACO | 4020A03 | RP | 4.000 | 72550 | CHILLER MECH ROOM
77 | S HIGH ST | 43215-6108 | Active | NF661 | CONBRACO | 4020C02 | RP | 6.000 | 72551 | LEVEL B2 NW SIDE
77 | S HIGH ST | 43215-6108 | Active | NH820 | APOLLO/CONBRACO | 4020C02 | RP | 6.000 | 72552 | LEVEL B2 NW SIDE
77 | S HIGH ST | 43215-6108 | Not Required by DOW | 612069 | WATTS | 909QT | RP | 1.000 | 95888 | LEVEL B2 NW SIDE
77 | S HIGH ST | 43215-6108 | Removed | 142280REM | WATTS | 009QT | RP | 0.500 | 95893 | REMOVED-BEGIND ICE MAKER
77 | S HIGH ST | 43215-6108 | Not Required by DOW | 617351 | WATTS | 909QT | RP | 0.750 | 95894 | 9TH FLOOR JANITORS CLOSET CEILING
77 | S HIGH ST | 43215-6108 | Not Required by DOW | A43238 | WATTS | 009QT | RP | 0.500 | 95895 | 15TH FLOOR HALLWAY CIELING WESTEND
77 | S HIGH ST | 43215-6108 | Not Required by DOW | 617354 | WATTS | 909QT | RP | 0.750 | 95896 | 22ND FLOOR JANITORS CLOSET CEILING
77 | S HIGH ST | 43215-6108 | Not Required by DOW | 436136 | WATTS | 909M1QT | RP | 1.500 | 95897 | 23RD FLOOR JANITORS CLOSET CEILING
77 | S HIGH ST | 43215-6108 | Not Required by DOW | 624893 | WATTS | 909QT | RP | 0.750 | 96026 | 12TH FLOOR WOMENS BATHROOM BEHIND WALL
77 | S HIGH ST | 43215-6108 | Not Required by DOW | 615470 | WATTS | 909QT | RP | 1.000 | 96027 | 27TH FLOOR JANITORS CLOSET CEILING
77 | S HIGH ST | 43215-6108 | Not Required by DOW | 23500 | WATTS | 919QT | RP | 1.000 | 97868 | 17TH FLOOR JANITORS CLOSET CEILING
77 | S HIGH ST | 43215-6108 | Not Required by DOW | 191587 | WATTS | 909 | RP | 3.000 | 99283 | LEVEL 32
77 | S HIGH ST | 43215-6108 | Not Required by DOW | 05296 | WATTS | 919 | RP | 0.500 | 3611540 | CHEMICAL MIXER, B2 MECH RM BY CHEMICAL STORAGE
77 | S HIGH ST | 43215-6108 | LPS - Active |  |  |  | LST |  | 3651350 | FIRE PUMP - BASEMENT FIRE PUMP ROOM
77 | S HIGH ST | 43215-6108 | Active | YH-0281 | COLT | 500-GV | RPDA | 8.000 | 3653650
77 | S HIGH ST | 43215-6108 | Active | YG-0599 | COLT | 500-GV | RPDA | 8.000 | 3657652
77 | S HIGH ST | 43215-6108 | Active | 104416 | WATTS | LF919QT | RP | 0.750 | 3657653
77 | S HIGH ST | 43215-6108 | Active | 104779 | WATTS | LF919QT | RP | 0.750 | 3657654
83 | S HIGH ST | 43017-1132 | Active | EAJ6026 | WILKINS | 720A | PVB | 0.750 | 3443830 | LEFT SIDE OF HOUSE
90 | S HIGH ST | 43017-1171 | Active | 4385955 | WILKINS | 975XL2 | RP | 0.750 | 3443833 | AT WATER METER BSMNT/GROUND FLOOR -BOTTM OF STEPS
91 | S HIGH ST | 43017 | Active | 3176630 | WILKINS | 975XLBMS | RP | 0.750 | 98361 | BASEMENT AT METER
10 | S HIGH ST | 43215-3408 | Active | 5FM1236 | AMES | 5000CIV | RP | 2.500 | 53834 | 107 S HIGH, 3RD FLOOR MOP SINK
109 | S HIGH ST | 43215-3408 | Active | F0401220810 | FEBCO | 856 | DCDA | 6.000 | 53835 | 107 S HIGH, BASEMENT
109 | S HIGH ST | 43215-3408 | Active | H001735 | FEBCO | 805 | DC | 0.750 | 53836 | 107 S HIGH, BASEMENT @ FIRE SERVICE
109 | S HIGH ST | 43215-3408 | Active | L15030 | WILKINS | 975DA | RP | 4.000 | 53837 | 107 S HIGH, SUBBASEMENT AT METER
109 | S HIGH ST | 43215-3408 | LPS - Active |  |  |  | LPC |  | 3636334 | DOMESTIC PUMP - 107 S HIGH, BASEMENT
109 | S HIGH ST | 43215-3408 | LPS - Active |  |  |  | LST |  | 3636335 | FIRE PUMP - 107 S HIGH, BASEMENT @ FIRE SERVICE
113 | S HIGH ST | 43017 | Active | 4678697 | WILKINS | 975XL | RP | 0.750 | 3443837 | IN BSMNT OF 113 S HIGH (FRONT BLDG/HSE) AT WTR METER THRU TRAP DOOR
113 | S HIGH ST | 43017 | Not Required by DOW | CB620352 | WILKINS | 720A | PVB | 1.000 | 3647113 | LEFT CENTER OF 113 S HIGH FRONT BLDG
114 | S HIGH ST | 43017 | Active | B163987 | WILKINS | 375 | RP | 0.750 | 3443838 | BASEMENT AT MTR
114 | S HIGH ST | 43017 | Active | T433668 | WILKINS | 375 | PVB | 0.750 | 3654550 | RIGHT
143 | S HIGH ST | 43017 | Active | 058210 | WATTS | LF800M4QT | PVB | 1.000 | 3651730 | RIGHT SIDE
158 | S HIGH ST | 43017 | Active | CAA46464 | WILKINS | 720 | PVB | 0.750 | 3653250 | FRONT OF HOUSE
173 | S HIGH ST | 43215- | NULL | [5 empty] | 3443846
181 | S HIGH ST | 43017 | Active | CB489386 | WILKINS | 720 | PVB | 0.750 | 3443847
182 | S HIGH ST | 43017-1135 | Active | 110369 | WILKINS | 420 | PVB | 1.000 | 56296 | LEFT CENTER
183 | S HIGH ST | 43215- | Inactive | 522286 | WILKINS | 975XL | RP | 1.500 | 56338 | 191 S HIGH, IN BASEMENT NEXT TO THE WATER METER
190 | S HIGH ST | 43017-1135 | Active | T126129 | WILKINS | 720A | PVB | 0.750 | 103151 | RIGHT SIDE OF HOUSE
190 | S HIGH ST | 43017-1135 | Removed | 43212REM | WATTS | LF919AQT | RP | 1.000 | 3608134 | REMOVED-PUMP ROOM SOUTH END OF 1ST FLOOR
199 | S HIGH ST | 43215-4573 | Due Install |  |  |  | RP |  | 94842
200 | S HIGH ST | 43017 | Active | CB154072 | WILKINS | 720 | PVB | 0.750 | 3609821 | LEFT FRONT
209 | S HIGH ST | 43215-4514 | Inactive | 100134 | WILKINS | 975XLBMS | RP | 0.750 | 57182 | BASEMENT OF THE MOON STAR RESTAURANT
219 | S HIGH ST | 43215- | Inactive | 40862 | WATTS | 919QT | RP | 1.000 | 3443850 | 261 S FRONT ST, TEMP MTR FOR CONSTRUCTION - IN HOT BOX BESIDE FENCE
219 | S HIGH ST | 43215- | Active | QE0288 | WATTS | 957 | RP | 4.000 | 3628267 | SE GARAGE METER/MECH ROOM AT WATER MTR
219 | S HIGH ST | 43215- | Active | 1899610916 | AMES | 3000SS | DCDA | 6.000 | 3628268 | SE GARAGE METER/MECH ROOM
219 | S HIGH ST | 43215- | Active | 25856 | WATTS | 007M1QT | DC | 0.750 | 3628269 | SE METER/MECH ROOM
245 | S HIGH ST | 43215-4511 | Active | 194990-0818 | AMES | 3000SS | DCDA | 6.000 | 3443855 | NE BASEMENT MECH ROOM
245 | S HIGH ST | 43215-4511 | Active | 28063 | WATTS | 007M1QT | DC | 0.750 | 3635889 | NE BASEMENT MECH ROOM SIDE CAR
245 | S HIGH ST | 43215-4511 | Active | 14119C | WILKINS | 375AST | RP | 4.000 | 3638503 | LOWER LEVEL PUMP ROOM, LOWER BACKFLOW
245 | S HIGH ST | 43215-4511 | Active | 15402C | WILKINS | 375AST | RP | 3.00 | 3638504 | LOWER LEVEL PUMP ROOM, UPPER BACKFLOW
247 | S HIGH ST | 43215 | Active | X47438 | WILKINS | 375A | RP | 3.000 | 3646690 | 255 S. High St - Water - Pump room in LL Garage
247 | S HIGH ST | 43215 | LPS - Active |  |  |  | LPC |  | 3646691 | DOMESTIC PUMP - IN MECH ROOM
247 | S HIGH ST | 43215 | Active | 1959030218 | AMES | 3000SS | DCDA | 6.000 | 3646692 | 255 S High St - Water - Pump Room LL Garage
247 | S HIGH ST | 43215 | Active | 28920 | WATTS | 007M1-QT | DC | 0.750 | 3646693 | 255 S High Water - Pump Room LL Garage
247 | S HIGH ST | 43215 | LPS - Active |  |  |  | LST |  | 3646694 | FIRE PUMP - BASEMENT PUMP ROOM
250 | S HIGH ST | 43215 | Active | PA0640 | WATTS | 957 | RP | 3.000 | 3611865 | MECHANICAL ROOM
250 | S HIGH ST | 43215 | Active | OH1600 | WATTS | 957 | RP | 3.000 | 3613231 | MECHANICAL ROOM
250 | S HIGH ST | 43215 | Active | 185161 | AMES | 3000CIV | DCDA | 8.000 | 3613232 | FIRST FLOOR SOUTH
250 | S HIGH ST | 43215 | Active | 73555 | AMES | 2000B | DC | 0.750 | 3613233 | FIRST FLOOR SOUTH
250 | S HIGH ST | 43215 | Not Required by DOW | 19314 | WATTS | 919QT | RP | 1.500 | 3613234 | MECHANICAL ROOM
250 | S HIGH ST | 43215 | Not Required by DOW | 47226 | WATTS | 919QT | RP | 1.000 | 3613235 | MECHANICAL ROOM
250 | S HIGH ST | 43215 | LPS - Active |  |  |  | LPC |  | 3638339 | DOMESTIC PUMP - MECHANICAL ROOM
250 | S HIGH ST | 43215 | LPS - Active |  |  |  | LST |  | 3638340 | FIRE PUMP - MECHANICAL ROOM
310 | S HIGH ST | 43215-4508 | Active | YH-1860 | WATTS | 957 | RP | 4.000 | 59962 | BASEMENT MECH RM - WTR & GAS MTR RM
310 | S HIGH ST | 43215-4508 | Active | 31K1617 | AMES | 3000SS | DCDA | 6.000 | 59963 | BASEMENT OUTSIDE OF ENG OFFICE IN WESTIN
310 | S HIGH ST | 43215-4508 | Active | 55911 | WATTS | 007M2QT | DC | 0.750 | 59964 | BASEMENT OUTSIDE OF ENG OFFICE IN WESTIN
310 | S HIGH ST | 43215-4508 | Not Required by DOW | RX110 | APOLLO/CONBRACO | 40204T2 | RP | 0.750 | 59965 | BASEMENT MECH ROOM
310 | S HIGH ST | 43215-4508 | LPS - Active |  |  |  | LST |  | 3633852 | FIRE PUMP - BASEMENT
310 | S HIGH ST | 43215-4508 | LPS - Active |  |  |  | LPC |  | 3633853 | DOMESTIC PUMP -
326 | S HIGH ST | 43215- | Active | 4973329 | WILKINS | 975XL2BMS | RP | 1.500 | 3443857 | BASEMENT AT WATER METER
326 | S HIGH ST | 43215- | Active | 44339 | WILKINS | 350ASTDA | DCDA | 6.000 | 3651037 | BASEMENT METER ROOM
326 | S HIGH ST | 43215- | Active | HC92315 | WILKINS | 950XLD | DC | 0.750 | 3659396 | BASEMENT METER ROOM
342 | S HIGH ST | 43215-4510 | Active | 396712 | WATTS | 009 | RP | 0.750 | 3443860 | CONTAINMENT BY DOMESTIC WATER METER IN BASEMENT
344 | S HIGH ST | 43215-4537 | Active | 398091 | WATTS | 009 | RP | 0.750 | 3443861 | AT METER
345 | S HIGH ST | 43215-4587 | Not Required by DOW | JC1114 | WATTS | 957N | RP | 3.000 | 97635 | basement, SE corner of mechanical room
345 | S HIGH ST | 43215-4587 | Not Required by DOW | 11214 | WATTS | 919QT | RP | 1.500 | 97643 | BASEMENT MECH RM S SIDE OF ELEVATOR SHAFT
345 | S HIGH ST | 43215-4587 | Not Required by DOW | 22707 | WATTS | 919AQT | RP | 0.750 | 98942 | BASEMENT WATER ROOM
345 | S HIGH ST | 43215-4587 | Not Required by DOW | 21422 | WATTS | 919AQT | RP | 1.000 | 98943 | PENTHOUSE
345 | S HIGH ST | 43215-4587 | Active | KG0131 | WATTS | 957 | RP | 4.000 | 98944 | BASEMENT WATER ROOM
345 | S HIGH ST | 43215-4587 | Active | JD1745 | WATTS | 957 | RP | 4.000 | 98945 | BASEMENT WATER ROOM
345 | S HIGH ST | 43215-4587 | Active | KJ-0246 | WATTS | 957 | RP | 8.000 | 99142 | BASEMENT
345 | S HIGH ST | 43215-4587 | Active | 310240 | WATTS | 919AQT | RP | 0.750 | 99145 | BASEMENT
345 | S HIGH ST | 43215-4587 | Not Required by DOW | 21423 | WATTS | 919AQT | RP | 1.000 | 100496 | BASEMENT FIRE ROOM
345 | S HIGH ST | 43215-4587 | LPS - Active |  |  |  | LPC |  | 3641130 | DOMESTIC PUMP - BASEMENT WATER ROOM
350 | S HIGH ST | 43215-4574 | Due Install |  |  |  | RP | 3.000 | 3443864
375 | S HIGH ST | 43215-4520 | Not Required by DOW | 116096 | WATTS | 009QT | RP | 0.750 | 61656 | 373 S HIGH ST, GET OFF 7TH ELEV, TAKE LT DOWN HALL, TAKE ANOTHER LEFT
375 | S HIGH ST | 43215-4520 | Not Required by DOW | 204638 | WATTS | 909M1QT | RP | 2.000 | 61657 | 373 S HIGH ST - 27TH FL SW END WHEN GETTING OFF ELEVATOR
375 | S HIGH ST | 43215-4520 | Not Required by DOW | 06926 | WATTS | LF909M1-QT | RP | 1.500 | 61661 | 19TH FLOOR BY CHILLER
375 | S HIGH ST | 43215-4520 | Active | JC0630 | WATTS | 957 | RP | 8.000 | 97842 | basement pump room
375 | S HIGH ST | 43215-4520 | Active | Q05082 | WILKINS | 475 | RP | 8.000 | 97843 | basement pump room
375 | S HIGH ST | 43215-4520 | Not Required by DOW | 42862 | WATTS | 919AQT | RP | 1.000 | 103659 | 373 S HIGH ST, HEATING WATER, 7TH FL MECHANICAL ROOM
375 | S HIGH ST | 43215-4520 | Not Required by DOW | 09100 | WATTS | 919QT | RP | 0.750 | 3626424 | 373 S HIGH ST, DOCUMENT IMGNG CTR, 19TH FL (PROCESSING RM)
375 | S HIGH ST | 43215-4520 | LPS - Active |  |  |  | LPC |  | 3626933 | DOMESTIC PUMP -
375 | S HIGH ST | 43215-4520 | LPS - Active |  |  |  | LST |  | 3626934 | FIRE PUMP ROOM (LOW ZONE)
375 | S HIGH ST | 43215-4520 | Not Required by DOW | 010532 | WATTS | LF009M2QT | RP | 1.500 | 3649515 | 19TH FLOOR MECH ROOM
375 | S HIGH ST | 43215-4520 | LPS - Active |  |  |  | LST |  | 3658194 | FIRE PUMP ROOM MID ZONE
375 | S HIGH ST | 43215-4520 | LPS - Active |  |  |  | LST |  | 3658818 | FIRE PUMP - FIRE PUMP ROOM (MUNICIPAL COURT)
410 | S HIGH ST | 43215-4519 | Active | 04355 | WILKINS | 350DA | DCDA | 6.000 | 62892 | BSMT. BOILER ROOM
410 | S HIGH ST | 43215-4519 | Active | 1332675 | WILKINS | 950 | DC | 0.750 | 62893 | BSMT. BIOLER ROOM
410 | S HIGH ST | 43215-4519 | Active | 157803 | WATTS | 009QT | RP | 0.500 | 62894 | ON THE 5TH FLOOR IN THE CEILING BETWEEN ROOMS 5-031&5-030
410 | S HIGH ST | 43215-4519 | Active | 183770 | WATTS | 909 | RP | 4.000 | 62895 | BACK DOOR PEARL ALLEY
410 | S HIGH ST | 43215-4519 | Active | 23118 | WATTS | 919AQT | RP | 1.000 | 98398 | BOILER ROOM, ABOVE B024 DOOR
410 | S HIGH ST | 43215-4519 | LPS - Active |  |  |  | LST |  | 3658195 | FIRE PUMP ROOM - FRANKLIN COUNTY ANNEX
492 | S HIGH ST | 43215-5685 | Active | 847335 | WILKINS | 975XL | RP | 1.500 | 65424 | BASEMENT AT STAIRCASE
495 | S HIGH ST | 43215-5689 | Active | 101277 | AMES | 4000SS | RP | 3.000 | 65485 | FIRE PUMP ROOM
495 | S HIGH ST | 43215-5689 | Active | 109705 | AMES | 3000SS | DCDA | 6.000 | 65486 | FIRE PUMP ROOM
495 | S HIGH ST | 43215-5689 | Active | 162010 | WATTS | 909 | RP | 3.000 | 65487 | BASEMENT MECH ROOM
495 | S HIGH ST | 43215-5689 | Active | 47283 | WATTS | 007M2QT | DC | 0.750 | 65488 | FIRE PUMP ROOM
495 | S HIGH ST | 43215-5689 | Not Required by DOW | 516605 | WATTS | 909HWQT | RP | 1.000 | 65489 | 4TH FLOOR PUMP ROOM
495 | S HIGH ST | 43215-5689 | LPS - Active |  |  |  | LST |  | 3630096 | FIRE PUMP - BASEMENT PUMP ROOM
495 | S HIGH ST | 43215-5689 | LPS - Active |  |  |  | LPC |  | 3630337 | DOMESTIC PUMP - BASEMENT PUMP ROOM
514 | S HIGH ST | 43215-5605 | Active | 3875146 | WILKINS | 975XL2 | RP | 2.000 | 3443872 | METER ROOM BASEMENT
514 | S HIGH ST | 43215-5605 | Active | OE-0958 | AMES | 3000 | DCDA | 4.000 | 3611658 | BASEMENT
514 | S HIGH ST | 43215-5605 | Active | 34411 | AMES | 2000BM3 | DC | 0.750 | 3611659 | BASEMENT
517 | S HIGH ST | 43215- | Active | 45159 | WATTS | 919AQT | RP | 0.750 | 66227 | 515 -N BSMNT BEHIND DRYWALL AT WATER METER
536 | S HIGH ST | 43215-5785 | Active | 064605 | WATTS | LF009M2QT | RP | 1.500 | 3443876 | BASEMENT BY MTR E WALL
550 | S HIGH ST | 43215-5607 | Active | 798010613 | AMES | 3000SS | DCDA | 4.000 | 103158 | MECHANICAL ROOM BUILDING
550 | S HIGH ST | 43215-5607 | Active | 70447 | AMES | 2000B | DC | 0.750 | 103159 | MECHANICAL ROOM BUILDING
550 | S HIGH ST | 43215-5607 | Active | 16500 | WATTS | 919QT | RP | 1.500 | 3605650 | BASEMENT AFTER METER
550 | S HIGH ST | 43215-5607 | Not Required by DOW | ALA10286 | WILKINS | 975XL3 | RP | 1.000 | 3656090 | 1st Floor AFTER DEDUCT METER
560 | S HIGH ST | 43215-5607 | Due Install |  |  |  | RP |  | 3443880 | BASEMENT
580 | S HIGH ST | 43215-5644 | Not Required by DOW | 16675 | WATTS | 919ZQT | RP | 0.750 | 95587 | MECH ROOM IN PARKING GARAGE
580 | S HIGH ST | 43215-5644 | Active | 67059 | AMES | 2000BM3 | DC | 0.750 | 3650990 | MECH ROOM IN PARKING GARAGE
580 | S HIGH ST | 43215-5644 | Active | VK-0645 | AMES | COLT GV300 | DCDA | 6.000 | 3650991 | MECH ROOM IN PARKING GARAGE
580 | S HIGH ST | 43215-5644 | Active | 27863 | WATTS | 919QT | RP | 1.500 | 3652134 | MECH ROOM IN PARKING GARAGE
601 | S HIGH ST | 43215-5657 | Active | AHA10293 | WATTS | 975XL3 | RP | 1.000 | 3443885 | BASEMENT UTILITY ROOM
634 | S HIGH ST | 43215 | Active | 4144211 | WILKINS | 975XL2 | RP | 1.000 | 3613821 | REAR OF BUILDING AT METER
650 | S HIGH ST | 43215-5622 | Active | 22258 | WILKINS | 975 | RP | 3.000 | 70095 | IN MECHANICAL ROOM IN BASEMENT AT EAST END AT WATER METER
650 | S HIGH ST | 43215-5622 | Active | 4DN1692 | AMES | 4000SS | RP | 4.000 | 70096 | BSMT MECH ROOM
650 | S HIGH ST | 43215-5622 | Not Required by DOW | 583377 | WILKINS | 975 | RP | 0.750 | 70097 | IN POOL ROOM EAST WALL
650 | S HIGH ST | 43215-5622 | LPS - Active |  |  |  | LST |  | 3633339 | FIRE PUMP - PUMP ROOM
671 | S HIGH ST | 43206-1014 | Active | 176 | WATTS | 909 | RP | 4.000 | 70086 | FIRE PUMP ROOM DUAL SETTING
671 | S HIGH ST | 43206-1014 | Active | 177 | WATTS | 909 | RP | 4.000 | 70087 | FIRE PUMP ROOM - 671 S HIGH ST- DUAL SETTING
671 | S HIGH ST | 43206-1014 | Not Required by DOW | 213905 | WATTS | 009QT | RP | 0.750 | 70088 | 1ST FLOOR BOILER ROOM
671 | S HIGH ST | 43206-1014 | Not Required by DOW | 272864 | WATTS | 909M1QT | RP | 1.500 | 70090 | 12TH FLOOR MECHANICAL ROOM
671 | S HIGH ST | 43206-1014 | Not Required by DOW | 83295 | WATTS | 919QT | RP | 0.750 | 70093 | LOADING DOCK
671 | S HIGH ST | 43206-1014 | Active | V13721 | WILKINS | 350 | DCDA | 8.000 | 94732 | FIRE PUMP ROOM SOUTH CENTER OF BASEMENT
671 | S HIGH ST | 43206-1014 | Active | 2718383 | WILKINS | 950XL | DC | 0.750 | 94733 | FIRE PUMP ROOM SOUTH SIDE OF BASEMENT
671 | S HIGH ST | 43206-1014 | Active | HA1698 | WATTS | 957RPDA-GV | RP | 2.500 | 96681 | BASEMENT FIRE PUMP ROOM
671 | S HIGH ST | 43206-1014 | Active | GL0394 | WATTS | 957RPDA-GV | RP | 2.500 | 96682 | BASEMENT FIRE PUMP ROOM
671 | S HIGH ST | 43206-1014 | Not Required by DOW | 1C-1212 | WILKINS | 975MS | RP | 2.500 | 98001 | 10TH FLOOR MECHANICAL
671 | S HIGH ST | 43206-1014 | Not Required by DOW | 439909 | WATTS | 909M1QT | RP | 1.500 | 98082 | BASEMENT DATA CENTER
671 | S HIGH ST | 43206-1014 | Not Required by DOW | 430611 | WATTS | 909HWQT | RP | 0.750 | 98083 | 1ST FL BOILER RM
671 | S HIGH ST | 43206-1014 | Not Required by DOW | JH0303 | WATTS | 957 | RP | 2.500 | 102549 | FIRE PUMP RM S SIDE BASEMENT - NEED HARD HAT
671 | S HIGH ST | 43206-1014 | Not Required by DOW | 626906 | WATTS | 909QT | RP | 0.750 | 3621274 | IN CEILING OF INSERT ROOM
671 | S HIGH ST | 43206-1014 | Active | RK-0727 | WATTS | 757 | DCDA | 6.000 | 3626877 | FIRE PUMP ROOM
671 | S HIGH ST | 43206-1014 | Active | 21740 | WATTS | 007M3 | DC | 0.750 | 3626878 | FIRE PUMP RM N/W CORNER OF BASEMENT
671 | S HIGH ST | 43206-1014 | LPS - Active |  |  |  | VSS |  | 3644738 | FIRE PUMP RM N/W CORNER OF BASEMENT
684 | S HIGH ST | 43215-5646 | Active | 3838275 | WILKINS | 975XL2 | RP | 2.000 | 104036 | BASEMENT AT METER
684 | S HIGH ST | 43215-5646 | Active | 864B | WILKINS | 350ASTDA | DCDA | 4.000 | 104037 | AT SPRINKLER RISER IN BASEMENT
684 | S HIGH ST | 43215-5646 | Active | 3763298 | WILKINS | 950XL | DC | 0.750 | 104038 | BASEMENT, AT SPRINKLER
684 | S HIGH ST | 43215-5646 | Not Required by DOW | 3754641 | WILKINS | 975XL2 | RP | 0.750 | 104039 | BASEMENT
684 | S HIGH ST | 43215-5646 | Not Required by DOW | 3845666 | WILKINS | 975XL | RP | 1.000 | 3607823 | BASEMENT BY METER
684 | S HIGH ST | 43215-5646 | Duplicate | 3838275REM | WILKINS | 975XL2 | RP | 2.000 | 3613698 | **REMOVED**BASEMENT AT METER
702 | S HIGH ST | 43206-1044 | Active | 76959 | AMES | 2000B | DC | 0.750 | 3443888 | 1ST FL SPRINKLER RISER RM
702 | S HIGH ST | 43206-1044 | Active | 189073 | AMES | 3000SS | DCDA | 4.000 | 3621405 | 1ST FL SPRINKLER RISER RM
702 | S HIGH ST | 43206-1044 | Active | 148440 | WATTS | 009M3QT | RP | 0.750 | 3622883 | MECHANICAL ROOM AT WATER METER
708 | S HIGH ST | 43206-1044 | Active | ABA1068 | WILKINS | 975XL2 | RP | 0.750 | 3443889 | BSMNT AT WATER METER
716 | S HIGH ST | 43206-1044 | Active | 06994 | AMES | 4000B | RP | 1.500 | 3443890 | SW BSMNT OF 718 AT WATER METER 7TH SON, SERVES 714. 716, 718, ALSO 711 & 715
716 | S HIGH ST | 43206-1044 | Active | SG-1070 | AMES | COLT 500-GV | RPDA | 4.000 | 3633208 | SW BSMNT OF 718 -7TH SON
716 | S HIGH ST | 43206-1044 | Active | 75411 | WATTS | 919QT | RP | 0.750 | 3633209 | SW BSMNT OF 718 7TH SON SERVS 714 716 718, ALSO 711, 715 S PEARL
743 | S HIGH ST | 43206- | Active | ABG4198 | WILKINS | 975XL2 | RP | 1.000 | 72006 | 743 S HIGH ST, AT WATER METER, BACK LEFT OFFICE
755 | S HIGH ST | 43206-1908 | Active | 86060 | WATTS | 919AQT | RP | 0.750 | 3443896 | BASEMENT
757 | S HIGH ST | 43206-1908 | Active | 4825204 | WILKINS | 975XL2 | RP | 0.750 | 3443897 | AT WATER METER, FRONT WINDOW
761 | S HIGH ST | 43206-1908 | Active | 4814920 | WILKINS | 975XL2 | RP | 0.750 | 3443898 | BASEMENT AT METER
765 | S HIGH ST | 43206-1908 | Not Required by DOW | [5 empty] | 3443899
766 | S HIGH ST | 43206-1944 | Active | 12139 | WATTS | 009QT | RP | 1.500 | 72440 | ELECTRIC ROOM IN BASEMENT
766 | S HIGH ST | 43206-1944 | Not Required by DOW | 401045 | WATTS | 909QT | RP | 0.750 | 72441 | DOWNSTAIRS IN MECH RM
780 | S HIGH ST | 43206-1911 | Active | 2618 | WATTS | 009QT | RP | 1.000 | 72822 | break room behind fridge in unit 776 US Bank
785 | S HIGH ST | 43206-1934 | Active | 88657 | WATTS | 009M2QT | RP | 1.500 | 72913 | IN BASEMENT EASTWALL
799 | S HIGH ST | 43206-1910 | Active | 1743147 | WILKINS | 975XL | RP | 1.500 | 87948 | NW AT WATER METER WENDY'S
809 | S HIGH ST | 43206-1910 | Due Install |  |  |  | RP | 1.000 | 3443902 | NE MECH/FURN RM AT FIRE MTR -LIMITED FIRE
809 | S HIGH ST | 43206-1910 | Active | ABA4258 | WILKINS | 975XL | RP | 0.750 | 3641431 | NW MECH/FURN RM AT WATER METER
863 | S HIGH ST | 43206-1926 | Active | 10048 | AMES | 2000B | DC | 1.000 | 74131 | BASEMENT
863 | S HIGH ST | 43206-1926 | Due Install |  |  |  | RP | 0.750 | 3640875 | BASEMENT
870 | S HIGH ST | 43206-1929 | Removed | 08271REM | WATTS | 008PCQT | PVB | 1.000 | 91871 | IRRG RM NORTH SIDE OF BLDG REMOVED
870 | S HIGH ST | 43206-1929 | Active | V04136 | WILKINS | 350DAG | DCDA | 4.000 | 99003 | MECHANICAL ROOM
870 | S HIGH ST | 43206-1929 | Active | 2130182 | WILKINS | 950XLT | DC | 0.750 | 99004 | MECHANICAL ROOM
870 | S HIGH ST | 43206-1929 | Active | L13952 | WILKINS | 375 | RP | 3.000 | 99005 | MECHANICAL ROOM
870 | S HIGH ST | 43206-1929 | Active | B264462 | WILKINS | 375XL | RP | 2.000 | 3633795 | MECHANICAL ROOM
900 | S HIGH ST | 43206-2553 | Active | 21773 | WATTS | 919QT | RP | 1.500 | 3624340
910 | S HIGH ST | 43206-2524 | Active | ABE0858 | WILKINS | 975XL2 | RP | 0.750 | 3443922 | WEST WALL BY MTR in Basement
919 | S HIGH ST | 43206-2523 | Active | 30656 | WATTS | LF919QT | RP | 1.500 | 3443924 | UTILITY ROOM BHIND OFFICE
966 | S HIGH ST | 43206-2524 | Active | 4661720 | WILKINS | 975 XL2 | RP | 1.500 | 3648508 | BASEMENT WEST WALL
966 | S HIGH ST | 43206-2524 | Active | UF-1646 | AMES | 500 GV | RPDA | 3.000 | 3648509 | WEST WALL BASEMNT
966 | S HIGH ST | 43206-2524 | Active | 85141 | WATTS | LF919 QT | RP | 0.750 | 3648510 | WEST WALL BASEMENT
975 | S HIGH ST | 43206-2525 | Active | G281115 | WILKINS | 720A | PVB | 1.000 | 74885 | FRON BUILDING BY DECK
975 | S HIGH ST | 43206-2525 | Due Install | [5 empty] | 3638038
976 | S HIGH ST | 43206-2524 | Active | 14414 | WATTS | 919AQT | RP | 1.500 | 103799 | BASEMENT SOUTH WALL
976 | S HIGH ST | 43206-2524 | Active | 1789311012 | AMES | 3000SS | DCDA | 3.000 | 103801 | BASEMENT
976 | S HIGH ST | 43206-2524 | Active | 96386 | AMES | 2000B | DC | 0.750 | 103802 | BASEMENT
100 | S HIGH ST | 43206-2527 | Active | 4678703 | WILKINS | 975XL2 | RP | 0.750 | 3443935 | AT WATER METER
1006 | S HIGH ST | 43206-2526 | Active | A241785 | WILKINS | 375 | RP | 2.000 | 102557 | SE MECH AREA BY DOOR AT WATER METER
1006 | S HIGH ST | 43206-2526 | Not Required by DOW | 3662431 | WILKINS | 975 | RP | 1.500 | 102558 | SE MECHANICAL ROOM
1006 | S HIGH ST | 43206-2526 | Not Required by DOW | 4934454 | WILKINS | 975XL2 | RP | 0.750 | 102559 | MECHANICAL ROOM FOR POP DISPENCER
1050 | S HIGH ST | 43206- | Active | 252553 | WATTS | LF009M3 | RP | 0.750 | 3443942 | IN BATHROOM UNDER SINK
1068 | S HIGH ST | 43206-3409 | Active | 258562 | WILKINS | 975 | RP | 1.000 | 53758 | BASEMENT NEXT TO METER
1084 | S HIGH ST | 43206-3409 | Active | 297336 | WATTS | LF009M3QT | RP | 0.750 | 3443945 | AT METER
1091 | S HIGH ST | 43206-3412 | Not Required by DOW | 1119423 | WILKINS | 975XLV | RP | 1.000 | 53845 | MECH ROOM
1091 | S HIGH ST | 43206-3412 | Active | 449486 | watts | 009 | RP | 1.000 | 3632844 | MECH ROOM
1108 | S HIGH ST | 43206- | Active not linked | AKF2502 | WILKENS | 375XL | RP | 1.500 | 3443946 | N/E CORNER
1111 | S HIGH ST | 43206-3414 | Removed | 3G0088REM | WILKINS | 975A | RP | 1.500 | 53975 | ***REMOVED***INSIDE BACK AT WATER METER
1111 | S HIGH ST | 43206-3414 | Not Required by DOW | GQ697 | CONBRACO | 40205A2 | RP | 1.000 | 53976 | METER SETTING (SERIAL # GQ697) IRRIG BEHIND MTR AT WALL
1111 | S HIGH ST | 43206-3414 | Active | 258926 | WILKINS | 975A | RP | 1.500 | 3606341 | SW AT WATER MTR IFO MTR
1128 | S HIGH ST | 43206-3411 | Active | ALA26163 | WILKENS | 975XL3 | RP | 0.750 | 3443948
1141 | S HIGH ST | 43206-3414 | Active | 457865 | WATTS | LF009M3QT | RP | 0.750 | 3443950
1151 | S HIGH ST | 43206-3434 | Active | 431924 | WATTS | LF009M3QT | RP | 0.750 | 54082 | SECOND FLOOR MECHANICAL ROOM
1151 | S HIGH ST | 43206-3434 | Due Install |  |  |  | RP | 0.750 | 3658781 | MECH ROOM S/E CORNER 1ST FLOOR
1165 | S HIGH ST | 43206-3444 | Active | 3656087 | WILKINS | 975 | RP | 1.250 | 101986 | SW CORNER BY 3 COMP SINK ST# 9751
1200 | S HIGH ST | 43206-3415 | Active | ALA22102 | WILKINS | 975XL | RP | 0.750 | 3443960 | UNDER STEPS
1243 | S HIGH ST | 43206-3445 | Active | 500919 | WILKINS | 975XL2 | RP | 0.750 | 3443970
1247 | S HIGH ST | 43206-3445 | Active | 4997190 | WATTS | 975 | RP | 0.750 | 3443971 | S/E BASEMENT
1250 | S HIGH ST | 43206-3446 | Active | 4586445 | WILKINS | 975XL2 | RP | 0.750 | 54453 | CLOSET BASEMENT
1250 | S HIGH ST | 43206-3446 | Not Required by DOW | cb637230 | WILKINS | 720A | PVB | 0.750 | 54456 | BACK OF BUILDING
1291 | S HIGH ST | 43206-3445 | Active | 231698 | WILKINS | 975XL2 | RP | 1.000 | 99373 | SECOND FLOOR MECHANIC ROOM 8' ABOVE FLOOR
1291 | S HIGH ST | 43206-3445 | Active | 231700 | WILKINS | 975XL | RP | 1.000 | 104025 | BASEMENT MECHANICAL ROOM
1291 | S HIGH ST | 43206-3445 | Due Install |  |  |  | RP |  | 3656303 | BASEMENT MECHANICAL ROOM
1312 | S HIGH ST | 43206-3446 | Inactive | 494841 | WILKINS | 975 | RP | 0.750 | 54629 | 0 USE 6/3/16 CAG. IN BASEMENT BY WATER METER
1351 | S HIGH ST | 43207-1064 | Active | A11902 | WATTS | 009M2PCQT | RP | 0.750 | 54782 | AT WATER METER, BASEMENT
1351 | S HIGH ST | 43207-1064 | Not Required by DOW | H831914 | FEBCO | 765 | PVB | 1.000 | 3606030 | AT WALL-SOUTH OF SIDE ENTRANCE
1363 | S HIGH ST | 43207-1043 | Removed | REM45414 | WATTS | 909 | RP | 1.000 | 3443987 | **REMOVED**CLOSET OF KITCHEN
1363 | S HIGH ST | 43207-1043 | Active | 307602 | WATTS | LF009M3QT | RP | 0.750 | 3634966 | BASEMENT AT METER
1392 | S HIGH ST | 43207-1042 | Active | 353063 | WILKINS | 975 | RP | 1.000 | 54877 | IN W WALL
1405 | S HIGH ST | 43207-1043 | Active | 190944 | WATTS | 009QT | RP | 0.750 | 54930 | NORTH EAST END OF BLDG
1430 | S HIGH ST | 43207-1045 | Removed | 630634REM | WATTS | 909QT | RP | 0.750 | 55007 | REMOVED - IN BASEMENT MECH ROOM
1430 | S HIGH ST | 43207-1045 | Active | 9708291307 | FEBCO | 880 | RP | 6.000 | 55008 | BOILER ROOM
1430 | S HIGH ST | 43207-1045 | Active | N2503210755 | FEBCO | LF880V | RP | 6.000 | 55009 | BOILER ROOM
1430 | S HIGH ST | 43207-1045 | Not Required by DOW | A49741 | WATTS | 009QT | RP | 0.500 | 93908 | LOWER LEVEL KITCHEN
1430 | S HIGH ST | 43207-1045 | Not Required by DOW | A19140 | WATTS | 007QT | DC | 0.500 | 93909 | LOWER LEVEL SERVING LINE CEILING
1430 | S HIGH ST | 43207-1045 | Not Required by DOW | 35535 | WATTS | 919AQT | RP | 0.750 | 101571 | LL E END OF BLDG
1430 | S HIGH ST | 43207-1045 | Not Required by DOW | 435676 | WATTS | 909M1QT | RP | 1.250 | 101897 | BASEMENT BOILER ROOM
1430 | S HIGH ST | 43207-1045 | Not Required by DOW | 198529 | WATTS | 009M3 | RP | 0.750 | 3636534 | BASEMENT LOWER LEVEL FAN MECHANICAL ROOM
1430 | S HIGH ST | 43207-1045 | Active | B62452 | AMES | 300GV | DC | 6.000 | 3638310
1457 | S HIGH ST | 43207-1044 | Not Required by DOW |  |  |  | RP | 0.750 | 3443999
1460 | S HIGH ST | 43207-1047 | Active | 5000493 | WILKINS | 975XL2 | RP | 0.750 | 3444000
1501 | S HIGH ST | 43207-1832 | Active | AB05967 | WILKINS | 975XL2 | RP | 0.750 | 55242 | IN CABINET BEHIND BAR
1560 | S HIGH ST | 43207-1803 | In Review | [5 empty] | 3444025
1675 | S HIGH ST | 43207-1863 | Active | 140732 | WATTS | 709 | DC | 8.000 | 91343 | RISER ROOM E WALL
1675 | S HIGH ST | 43207-1863 | Active | 88407 | WATTS | LF007QT | DC | 0.500 | 91344 | RISER ROOM
1675 | S HIGH ST | 43207-1863 | Active | X06623 | WILKINS | 375A | RP | 4.000 | 92197 | MECH ROOM EAST SIDE OF BLDG
1675 | S HIGH ST | 43207-1863 | Not Required by DOW | [5 empty] | 3626288
1721 | S HIGH ST | 43207-1864 | Active | AMA04219 | WILKINS | 975XL3 | RP | 1.500 | 3658464 | BACKROOM
1730 | S HIGH ST | 43207-1862 | Removed | 9476REM | WATTS | 009M3QT | RP | 0.750 | 55987 | 0 USE 6/3/16 CAG. BASEMENT LEVEL WEST SIDE WALL AT WATER METER
1730 | S HIGH ST | 43207-1862 | Due Install |  |  |  | RP | 0.750 | 3648913 | 0 USE 6/3/16 CAG. BASEMENT LEVEL WEST SIDE WALL AT WATER METER
1763 | S HIGH ST | 43207-1865 | Active | 104647 | WATTS | LF919QT | RP | 0.750 | 3444065
1803 | S HIGH ST | 43207-1865 | Active | ABN7832 | WILKINS | 975XL | RP | 0.750 | 3444069 | IN CLOSET OVER WATER METER
1890 | S HIGH ST | 43207-2315 | Due Install |  |  |  | RP | 0.750 | 3444082
1915 | S HIGH ST | 43207-2372 | Active | 272075 | WILKINS | 950 | DC | 1.000 | 56614 | MECH ROOM NEXT TO WATER METER
1915 | S HIGH ST | 43207-2372 | Active | 73117 | WATTS | LF919QT | RP | 0.750 | 56615 | MECHANICAL ROOM
2000 | S HIGH ST | 43207-2425 | Active | ACL9755 | WILKINS | 975 | RP | 2.000 | 3444085 | S/W CORNER OF BUILDING
2000 | S HIGH ST | 43207-2425 | Due Install |  |  |  | DCDA | 6.000 | 3640909 | N/W BY BRIDGE UNDERPASS
2025 | S HIGH ST | 43207-2426 | Active | 051012 | WATTS | LF909QT | RP | 1.000 | 3444087 | EAST WALL OF PROCESS AREA IN BREWERY
2025 | S HIGH ST | 43207-2426 | Active | B321658 | WILKINS | 375XL | RP | 0.500 | 3644607 | SOUTH WALL OF PROCESS AREA BY STEAM BOILER
2025 | S HIGH ST | 43207-2426 | Due Install |  |  |  | RP | 1.000 | 3644608
2025 | S HIGH ST | 43207-2426 | Due Install |  |  |  | DCDA | 6.000 | 3644609 | outside access door
2055 | S HIGH ST | 43207-2426 | Inactive |  |  |  | RP | 0.750 | 57128 | 0 USE 6/3/16 CAG. BATHROOM
2060 | S HIGH ST | 43207-2425 | Active | 4014399 | WILKINS | 975XL2 | RP | 1.500 | 3444088 | SOUTH SIDE OF BUILDING IN RESTROOM BLDG 2050
2060 | S HIGH ST | 43207-2425 | Due Install |  |  |  | DCDA | 6.000 | 3638157
2101 | S HIGH ST | 43207-2428 | Active | 72228 | AMES | 2000B | DC | 0.750 | 3444090
2101 | S HIGH ST | 43207-2428 | Active | XC-0005 | AMES | COLT 200 | DCDA | 6.000 | 3649108 | MIDWAY N WALL
2101 | S HIGH ST | 43207-2428 | Active | 07102 | AMES | 4000B | RP | 1.000 | 3654644
2108 | S HIGH ST | 43207 | Active | 4726334 | WILKINS | 975XL2 | RP | 0.750 | 3638731 | AT METER SOUTHEAST ROOM
2270 | S HIGH ST | 43207-2432 | Active | 23955 | WATTS | 919QT | RP | 1.500 | 3444097 | FRONT OF BUILDING FACING HIGH ST IN MAINT. SHOP
2281 | S HIGH ST | 43207-2434 | Due Install |  |  |  | RP | 1.500 | 3444099
2295 | S HIGH ST | 43207-2433 | Active | AMA06574 | WILKINS | 975XL3 | RP | 1.500 | 3444101 | N/E CORNER
2295 | S HIGH ST | 43207-2433 | Active | 61549 | WILKINS | 350ADA | DCDA | 4.000 | 3657598 | S/E CORNER
2295 | S HIGH ST | 43207-2433 | Active | HC71150 | WILKINS | 950XLD | DC | 0.750 | 3657599 | S/E CORNER
2300 | S HIGH ST | 43207-2432 | Inactive | 78622 | WATTS | 007M2PCQT | DC | 1.500 | 89518 | BASEMENT SOUTH EAST CORNER
2340 | S HIGH ST | 43207-2435 | Active | 05794 | WATTS | 919 | RP | 0.500 | 58015 | MECH ROOM AT METER
2385 | S HIGH ST | 43207- | Active | 06913 | WATTS | 919 | RP | 0.500 | 58124 | BATHROOM
2789 | S HIGH ST | 43207 | Active | 11839 | WATTS | 919AQT | RP | 1.500 | 59289 | MECH ROOM S WALL
2801 | S HIGH ST | 43207-3639 | Removed | 25886REM | WATTS | 009QT | RP | 0.500 | 59348 | BOILER ROOM
2801 | S HIGH ST | 43207-3639 | Active | 174438 | WATTS | 009M2QT | RP | 1.500 | 59349 | BOILER ROOM
2880 | S HIGH ST | 43207-3616 | Due Install |  |  |  | RP | 0.750 | 3444162
2951 | S HIGH ST | 43207-3669 | Active | X23340 | WILKINS | 375A | RP | 4.000 | 102609 | SW CORNER BUILDING - MECHANICAL ROOM - Cols Scioto
2951 | S HIGH ST | 43207-3669 | Active | 19643 | WATTS | 007M1QT | DC | 0.750 | 102615 | METER PIT NEAR HIGH STREET, DCDA bypass - Columbus Scioto
2951 | S HIGH ST | 43207-3669 | Active | 1779170712 | AMES | 3000SS | DCDA | 6.000 | 102616 | Meter Pit- Columbus Scioto
2951 | S HIGH ST | 43207-3669 | Not Required by DOW | 3637318 | WILKINS | 975 | RP | 1.000 | 3604069 | 2ND FLOOR MECHANICAL ROOM - Columbus Scioto
2951 | S HIGH ST | 43207-3669 | Not Required by DOW | 3808909 | WILKINS | 975 | RP | 1.000 | 3604070 | BOILER ROOM - Columbus Scioto
3001 | S HIGH ST | 43207 | Active | VB0532 | AMES | 400 | RP | 4.000 | 3650409 | HOTBOX
3001 | S HIGH ST | 43207 | Active | VD-0819 | AMES | 300GV | DCDA | 8.000 | 3650410 | METER PIT
3001 | S HIGH ST | 43207 | Active | 64996 | AMES | 2000BM3 | DC | 0.750 | 3650411 | METER PIT
3040 | S HIGH ST | 43207-3619 | Active | 42850 | WATTS | LF919AQT | RP | 1.000 | 103758 | FRONT AREA, LEFT WALL, AT WATER METER SETTING
3163 | S HIGH ST | 43207-3671 | Active | 4496328 | WILKINS | 975XLTCU | RP | 0.750 | 60127 | IN BASEMENT SE CORNER AFTER METER
3171 | S HIGH ST | 43207-3671 | Active | 1985500220 | AMES | 3000SS | DCDA | 6.000 | 3605704 | SE OFF OFFICE
3171 | S HIGH ST | 43207-3671 | Active | 30134 | WATTS | 007M1QT | DC | 0.750 | 3646613 | SE OFF OFFICE
3176 | S HIGH ST | 43207-3621 | Not Required by DOW |  |  |  | RP |  | 3444172
3200 | S HIGH ST | 43207-3670 | Replaced | REP09584 | WATTS | 007QT | DC | 1.500 | 60194 | REPLACED- IN STOCK ROM ABOVE WATER METER-SE CORNER OF BLDG
3200 | S HIGH ST | 43207-3670 | Active | B018140 | WILKINS | 375XL | RP | 1.500 | 3613229 | IN STOCK ROM ABOVE WATER METER-SE CORNER OF BLDG
3201 | S HIGH ST | 43207-3671 | Not Required by DOW | A01222 | WATTS | 009QT | RP | 1.000 | 91584 | BACK OF BLDG INSIDE
3201 | S HIGH ST | 43207-3671 | Active | 276855 | WILKINS | 975 | RP | 1.000 | 91863 | NEXT TO RESTROOMS IN BACK
3221 | S HIGH ST | 43207 | Active | 56409 | WATTS | 919QT | RP | 1.000 | 3616740 | RESTROOM
3221 | S HIGH ST | 43207 | Not Required by DOW | 44382 | WATTS | 009QT | RP | 0.750 | 3616843 | RESTROOM
3232 | S HIGH ST | 43207 | Active | 25177 | WATTS | 919ZQT | RP | 1.000 | 98730 | NEAR WATER METER
3250 | S HIGH ST | 43207-3670 | Active | 4736220 | WILKINS | 975XL2 | RP | 1.000 | 3444175 | AT MTR IN BACKROOM
3255 | S HIGH ST | 43207-3622 | Active | 5024271 | WILKINS | 975XL2 | RP | 0.750 | 99126 | e wall of parts room
3355 | S HIGH ST | 43207-3624 | Active | 104726 | WATTS | 909QT | RP | 0.750 | 60509 | NEXT TO MOP SINK IN THE SHOP
3371 | S HIGH ST | 43207-3624 | Active | 4775689 | WILKINS | 975 | RP | 0.750 | 3444181 | BY METER
3383 | S HIGH ST | 43207-3624 | Not Required by DOW | 252547 | WATTS | LF009M3QT | RP | 0.750 | 60557 | BY METER
3383 | S HIGH ST | 43207-3624 | Active | 168597 | WATTS | 909M1QT | RP | 1.500 | 60558 | MECHANICAL ROOM
3391 | S HIGH ST | 43207-3624 | Active | 1209830302 | AMES | 3000SS | DCDA | 6.000 | 60570 | METER PIT EAST SIDE OF LOT S OF DRIVEWAY
3391 | S HIGH ST | 43207-3624 | Active | 53189 | WATTS | 007QT | DC | 0.750 | 60571 | METER PIT EAST SIDE OF LOT S OF DRIVEWAY
3391 | S HIGH ST | 43207-3624 | Not Required by DOW |  |  |  | RP |  | 3630016
3402 | S HIGH ST | 43207-3625 | Active | 3444198 | WILKINS | 975XL | RP | 1.000 | 3444186 | S/E WALL
3402 | S HIGH ST | 43207-3625 | Not Required by DOW | T055503 | WILKINS | 720A | PVB | 1.000 | 3629473
3424 | S HIGH ST | 43207 | Active | 145738 | WATTS | 009M2QT | RP | 1.500 | 101655 | SE CORNER (Stock Room)
3424 | S HIGH ST | 43207 | Active | 67269 | AMES | 2000B | DC | 0.750 | 101662 | STORE ROOM-SE CORNER (Stock Room)
3424 | S HIGH ST | 43207 | Active | 1759640811 | AMES | 3000SS | DC | 4.000 | 101663 | STOREROOMS (Stock Room)
3424 | S HIGH ST | 43207 | Removed | 312063REM | WATTS | 009M2QT | RP | 1.000 | 102860 | REMOVED
3444 | S HIGH ST | 43207-4004 | Active | 4410526 | WILKINS | 975XL | RP | 1.500 | 3624868 | AT METER SETTING
3445 | S HIGH ST | 43207-3693 | Active | 1346050504 | AMES | 3000SS | DCDA | 4.000 | 60763 | MID S MECH AREA
3445 | S HIGH ST | 43207-3693 | Not Required by DOW | 1895606 | WATTS | 009QT | RP | 1.000 | 60764 | REAR OF BUILDING
3445 | S HIGH ST | 43207-3693 | Active | 38748 | AMES | 2000B | DC | 0.750 | 60765 | MID S MECH AREA
3445 | S HIGH ST | 43207-3693 | Active | 98210 | WATTS | 009QT | RP | 1.500 | 60766 | MID S MACH AREA AT WATER METER
3445 | S HIGH ST | 43207-3693 | Removed | 240393REM | WATTS | 009QT | RP | 0.500 | 88377 | ***REMOVED*** PHOTO LAB CLOSET
3460 | S HIGH ST | 43207-4004 | Active | 29437 | WATTS | 919AQT | RP | 1.500 | 3444190
3463 | S HIGH ST | 43207- | Active | 31306 | WATTS | 919AQT | RP | 0.750 | 100449 | ABOVE BATHROOM NEAR WATER HEATER - 3475 S HIGH ST
3463 | S HIGH ST | 43207- | Due Install |  |  |  | RP | 8.000 | 3639156 | IN HOT BOX AT PIT
3476 | S HIGH ST | 43207-4007 | Active | 76197 | WATTS | LF919 QT | RP | 0.750 | 3444192 | basement at mtr
3476 | S HIGH ST | 43207-4007 | Not Required by DOW | T315426 | WILKINS | 720A | PVB | 0.750 | 3646594 | S/W SIDE OF BUILDING
3540 | S HIGH ST | 43207-4007 | Active | 4380866 | WILKINS | 975XL2 | RP | 2.000 | 61023 | S JANITORS/MECH CLOSET BY RESTROOMS AT WATER MTR
3540 | S HIGH ST | 43207-4007 | Not Required by DOW | 3888 | WATTS | 800QT | PVB | 1.500 | 61024 | S JANITORS/MECH CLOSET BY RESTROOMS BY MOP SINK
3545 | S HIGH ST | 43207-4008 | Not Required by DOW | 51027 | WATTS | 800M4FR | PVB | 0.500 | 3444194 | MOP SINK, ABOVE MOP SINK (Mechanical Room)
3545 | S HIGH ST | 43207-4008 | Not Required by DOW | 55748 | WATTS | LF919AQT | RP | 0.750 | 3609544 | YARD HYDRANT, ABOVE WATER METER (Mechanical Room)
3545 | S HIGH ST | 43207-4008 | Active | 19084 | WATTS | LF919AQT | RP | 1.500 | 3609545 | AT WATER METER (Mechanical Room) N WALL
3545 | S HIGH ST | 43207-4008 | Not Required by DOW | 3986254 | WILKINS | 975XL | RP | 1.000 | 3609591 | MECHANICAL ROOM ABOVE WATER METER
3549 | S HIGH ST | 43207- | Active | 7623D | AMES | 2000SS | DC | 8.000 | 61037 | RM NEXT TO PHARMACY - 3579 S HIGH
3549 | S HIGH ST | 43207- | Active | 41347C | WILKINS | 375AST | RP | 2.500 | 61038 | 3579 S HIGH, NE CORNER IN SPRINKLER RM NEXT TO PHARMACY
3549 | S HIGH ST | 43207- | Active | 4EN1257 | AMES | 4000SS | RP | 3.000 | 61039 | EXIT DOOR LAWN & GARDEN 20' UP - 3579 S HIGH
3549 | S HIGH ST | 43207- | Active | AMA15517 | WILKINS | 975XL | RP | 2.000 | 61040 | NE CORNER IN SPRINKLER RM NEXT TO PHARMACY - 3579 S HIGH
3549 | S HIGH ST | 43207- | Due Install |  |  |  | RP | 8.000 | 3653856
3554 | S HIGH ST | 43207-4007 | Not Required by DOW | 187877 | WATTS | 009M2QT | RP | 0.750 | 61061 | STORAGE ROOM AT METER SET
3554 | S HIGH ST | 43207-4007 | Active | 46778 | WATTS | 009M1QT | RP | 1.500 | 61062 | STORAGE ROOM AT METER SET
3554 | S HIGH ST | 43207-4007 | Not Required by DOW | 48057 | WATTS | 009M2QT | RP | 1.500 | 61063 | STORAGE ROOM AT METER SET
3566 | S HIGH ST | 43207 | Active | 4978165 | WILKINS | 975XL | RP | 1.500 | 3646367 | AT WATER METER MECH ROOM SE CORNER OF BUILDING
3580 | S HIGH ST | 43207- | Removed | 07363REM | WATTS | 719QT | DC | 1.500 | 61170 | REMOVED-MECHANICAL ROOM AT THE SOUTH END OF THE BLDG
3580 | S HIGH ST | 43207- | Removed | 50543REM | WATTS | 009QT | RP | 1.500 | 61171 | USE 6/3/15 CAG. REMOVED-IN MECHANICAL ROOM
3580 | S HIGH ST | 43207- | Removed | 11475REM | WATTS | 919AQT | RP | 1.500 | 3351155 | REMOVED-IN MECHANICAL ROOM
3580 | S HIGH ST | 43207- | Removed | 18861REM | WATTS | 919QT | RP | 1.500 | 3611551 | OUTSIDE MECHANICAL ROOM
3580 | S HIGH ST | 43207- | Removed | 09319REM | WATTS | 719QT | DC | 1.500 | 3611552 | OUTSIDE MECHANICAL ROOM
3580 | S HIGH ST | 43207- | Active | 076162 | WATTS | LF009 | RP | 1.500 | 3641402 | WEST SIDE OF BUILDING BY MTR
3580 | S HIGH ST | 43207- | Not Required by DOW | 82759 | WATTS | LF919 | RP | 0.750 | 3641408 | WEST SIDE OF BUILDING BY MTR
3580 | S HIGH ST | 43207- | Not Required by DOW | 462433 | WILKINS | 975 | RP | 1.000 | 3641409 | WEST SIDE OF BUILDING BY MTR
3600 | S HIGH ST | 43207-6015 | Active | 2821866 | WILKINS | 975XLBMS | RP | 1.500 | 95321 | S/E SIDE MECH ROOM SPR 39
3600 | S HIGH ST | 43207-6015 | Active | 199576 | WATTS | 007M3QT | DC | 0.750 | 95411 | S/E SIDE MECH ROOM
3600 | S HIGH ST | 43207-6015 | Active | IB-0516 | WATTS | 757N | DCDA | 4.000 | 95412 | S/E SIDE MECH ROOM
3600 | S HIGH ST | 43207-6015 | Not Required by DOW | 258304 | WATTS | LF009M3QT | RP | 0.750 | 3648511 | BACK OF WAREHOUSE E VAC SYSTEM FOR REFRIGERATION LINE
3605 | S HIGH ST | 43207-4009 | Removed | REM302041 | WATTS | 800QT | PVB | 0.750 | 93348 | REMOVED - OUTSIDE BY BACK DOOR
3605 | S HIGH ST | 43207-4009 | Active | 065587 | WATTS | LF009M2QT | RP | 1.500 | 3635273
3610 | S HIGH ST | 43207-6015 | Active | 26216 | WATTS | 919QT | RP | 2.000 | 61271 | MECH ROOM IN BACK OF RESTAURANT
3615 | S HIGH ST | 43207 | Not Required by DOW | 378739 | WATTS | 009PCQT | RP | 0.500 | 61287 | ICE MACHINE IN EATING AREA
3615 | S HIGH ST | 43207 | Not Required by DOW | 187338 | WATTS | 009QT | RP | 0.500 | 61288 | ICE MACHINE BY DRIVE THROUGH WINDOW
3615 | S HIGH ST | 43207 | Not Required by DOW | 68020 | WILKINS | 975XLV | RP | 0.750 | 61289 | SOUTH WALL BEHIND METER
3615 | S HIGH ST | 43207 | Active | 76128 | WATTS | 009QT | RP | 1.500 | 61290 | SOUTH WALL AT WATER MTR
3623 | S HIGH ST | 43207-4009 | Active | 4407728 | WILKINS | 975XL2 | RP | 1.000 | 61308 | BACK OF BLDG ACROSS FROM MOP SINK
3633 | S HIGH ST | 43207-4009 | Active | 40509 | WATTS | 009M1QT | RP | 2.00 | 61341 | RIGHT HAND CORNER DOCK. BY FIRE RISERS
3633 | S HIGH ST | 43207-4009 | Not Required by DOW | 29338 | WATTS | 008PCQT | PVB | 0.500 | 87587 | OUTSIDE PRODUCE PREP. NEXT TO SLOP SINK
3633 | S HIGH ST | 43207-4009 | Not Required by DOW | 13222 | WATTS | 008PCQT | PVB | 0.500 | 95795 | BACKROOM @ DAIRY COOLER
3633 | S HIGH ST | 43207-4009 | Not Required by DOW | 395795 | WILKINS | 460XL | SVB | 0.500 | 95796 | DELI-BAKERY
3633 | S HIGH ST | 43207-4009 | Not Required by DOW | 36894 | WATTS | 008PCQT | PVB | 0.500 | 95809 | MEAT DEPT @ SINK
3633 | S HIGH ST | 43207-4009 | Not Required by DOW | 68588 | WATTS | 008PCQT | PVB | 0.500 | 100214 | MEAT AND SEAFOOD AT SINK
3633 | S HIGH ST | 43207-4009 | Active | 32147 | AMES | 2000B | DC | 0.750 | 103828 | SW CORNER AT FIRE RISER
3633 | S HIGH ST | 43207-4009 | Active | NJ-1189 | AMES | COLT 300GV | DCDA | 8.000 | 103829 | SW CORNER AT FIRE RISER
3643 | S HIGH ST | 43207-4009 | Active | 1318693 | WILKINS | 975XL | RP | 1.500 | 3444196 | At meter next to water heater
3643 | S HIGH ST | 43207-4009 | Active | 1346080 | WILKINS | 975XL | RP | 1.000 | 3622943 | above water meter next to water heater
3650 | S HIGH ST | 43207-6015 | Active | 95975 | WATTS | 009PCQT | RP | 1.500 | 61379 | KITCHEN AT WATER METER
3660 | S HIGH ST | 43207-6015 | Removed | 5394REM | WATTS | 009QT | RP | 1.000 | 61414 | MECHANICAL/BOILER ROOM
3660 | S HIGH ST | 43207-6015 | Active | 4238126 | WILKINS | 975 | RP | 2.000 | 61415 | DOCK AREA S SIDE OF BLDG--3700 S HIGH ST--
3660 | S HIGH ST | 43207-6015 | Active | 186563 | WATTS | 709 | DC | 4.000 | 92316 | SW CORNER TRAINING CENTER
3660 | S HIGH ST | 43207-6015 | Active | 186562 | WATTS | 709 | DC | 4.000 | 92317 | SE CORNER
3660 | S HIGH ST | 43207-6015 | Active | 186560 | WATTS | 709 | DC | 4.000 | 92318 | ELECTRIC ROOM SOUTH WALL CENTER
3660 | S HIGH ST | 43207-6015 | Active | 2434941 | WILKINS | 975A | RP | 2.000 | 92320 | ELECTRIC ROOM CENTER
3660 | S HIGH ST | 43207-6015 | Removed | 344538REM | WATTS | 909M1QT | RP | 1.500 | 100461 | REMOVED-3700 S HIGH ST, WATER ROOM
3660 | S HIGH ST | 43207-6015 | Removed | 344568REM | WATTS | 909M1QT | RP | 1.500 | 100462 | REMOVED-3700 S HIGH ST, WATER ROOM
3660 | S HIGH ST | 43207-6015 | Active | 411793 | WILKINS | 975 | RP | 2.000 | 100463 | 3700 S HIGH ST, WATER ROOM
3660 | S HIGH ST | 43207-6015 | Due Install |  |  |  | RP |  | 3624787
3663 | S HIGH ST | 43207-4009 | Active | 1289677 | WILKINS | 975XL | RP | 1.500 | 61422 | NW WALL
3663 | S HIGH ST | 43207-4009 | Not Required by DOW | W047101 | WILKINS | 975 | RP | 1.000 | 61423 | NW WAL
3705 | S HIGH ST | 43207 | Active | 18763 | WATTS | 919QT | RP | 1.500 | 3622493
3710 | S HIGH ST | 43207-4010 | Active | W279320 | WILKINS | 975XL2 | RP | 0.750 | 61551 | RIGHT BATHROOM AFTER METER IN REAR OF BLDG
3711 | S HIGH ST | 43207-4011 | Active | 4237753 | WILKINS | 975XL | RP | 0.750 | 3444198 | In the back mechanical room
3719 | S HIGH ST | 43207-4011 | Active | 1774073 | WILKINS | 975XL | RP | 0.750 | 87217 | REAR RESTROOM AT WATER METER
3720 | S HIGH ST | 43207 | Active | 3623285 | WILKINS | 975XL | RP | 1.500 | 102737 | AT METER
3723 | S HIGH ST | 43207-4011 | Active | 106799 | WATTS | 007QT | DC | 0.750 | 61591 | IN MECH ROOM ON SW SIDE OF BUILDING
3723 | S HIGH ST | 43207-4011 | Active | 3CM1832 | AMES | 3000SS | DCDA | 4.000 | 61592 | MECH ROOM, WTR SPRINKLER ROOM
3723 | S HIGH ST | 43207-4011 | Active | AC11661 | WILKINS | 975XL | RP | 1.500 | 61593 | MECH-WATER METER SPRINKLER ROOM
3733 | S HIGH ST | 43207- | Active | 83122 | WATTS | LF919QT | RP | 0.750 | 3444203 | IN BASEMENT OF DRIVE THROUGH IN PARKING LOT
3735 | S HIGH ST | 43207-4011 | Active | 82843 | WATTS | LF919QT | RP | 0.750 | 3644706 | IN MEN'S RR BESIDE TOILET AT METER
3739 | S HIGH ST | 43207-4011 | Due Install |  |  |  | RP | 0.750 | 3444205
3747 | S HIGH ST | 43207-4011 | Active | 375058 | WATTS | 009 | RP | 0.750 | 3444206 | IN WALL JUST PAST WATER METER NEXT TO WATER CLOSET
3754 | S HIGH ST | 43203 | Active | 01199 | AMES | 4000B | RP | 1.000 | 3606195 | IN HOT BOX IN FRONT OF BLDG AT S HIGH - SEE JOHN BEVINS SITE SUPT
3754 | S HIGH ST | 43203 | Not Required by DOW | 01203 | AMES | 4000B | RP | 1.000 | 3607955 | IN HOT BOX IN FRONT OF BLDG BY S HIGH ST- SEE JOHN BEVINS SITE SUPT
3772 | S HIGH ST | 43207 | Active | 16907 | WATTS | 919AQT | RP | 1.500 | 3607865 | FAR EAST HOT BOX ON OBETZ RD
3773 | S HIGH ST | 43207-4011 | Active | 13536 | WATTS | 919AQT | RP | 1.500 | 61721 | N.W. CORNER OF BLDG AFTER WATER METER REAR STORAGE ROOM
3781 | S HIGH ST | 43207-4011 | In Review |  |  |  | RP |  | 3444211
3781 | S HIGH ST | 43207-4011 | In Review |  |  |  | DCDA |  | 3630268
3781 | S HIGH ST | 43207-4011 | In Review |  |  |  | DC |  | 3630269
3797 | S HIGH ST | 43207-4011 | Removed | W010049REM | WILKINS | 975XL | RP | 0.500 | 61790 | ***REMOVED***ABOVE ICE MACHINE
3797 | S HIGH ST | 43207-4011 | Active | 4822369 | WILKINS | 975XL2 | RP | 1.000 | 61791 | METER ROOM
3800 | S HIGH ST | 43207 | Active | 16431 | WATTS | 919AQT | RP | 1.500 | 3603441 | HOT BOX ON OBETZ RD, FAR WEST BOX
3800 | S HIGH ST | 43207 | Active | NJ-1497 | WATTS | 757 | DCDA | 6.000 | 3603652 | MIDDLE HOT BOX ON OBETZ RD
3800 | S HIGH ST | 43207 | Active | 175647 | WATTS | LF007M3QT | DC | 0.750 | 3603653 | MIDDLE HOT BOX ON OBETZ RD
3800 | S HIGH ST | 43207 | Replaced | REP10863 | FEBCO | 765 | PVB | 1.000 | 3604162 | REPLACED- SE CORNER OF BUILDING
3800 | S HIGH ST | 43207 | Not Required by DOW | CB451961 | WILKINS | 720A | PVB | 1.000 | 3612992 | SE CORNER OF BUILDING
3811 | S HIGH ST | 43207 | Active | 87247 | WATTS | 009M3QT | RP | 0.750 | 61841 | RISER ROOM REAR ADDRESS ON DOOR 3823 LBX 3823
3811 | S HIGH ST | 43207 | Active | 4A10095 | AMES | 4000SS | RPDA | 6.000 | 61851 | METER ROOM BACK OF STORE SOUTH SIDE ADRESS ON BACK DOOR 3823
3811 | S HIGH ST | 43207 | Active | 17149 | WATTS | 919QT | RP | 1.500 | 100228 | REAR MECHANICAL ROOM BEHIND UNIT
3815 | S HIGH ST | 43207-4013 | Replaced | REP198517 | WATTS | 009M2PCQT | RP | 1.000 | 61860 | REPLACED- SW CORNER BY METER
3815 | S HIGH ST | 43207-4013 | Not Required by DOW | 08961 | AMES | 2000B | DC | 1.500 | 61861 | SW CORNER BY METER LIMITED FIRE ARBYS
3815 | S HIGH ST | 43207-4013 | Active | 1692710 | WILKINS | 975XL | RP | 1.000 | 3608254 | SW CORNER OF KITCHEN BY METER ARBYS
3839 | S HIGH ST | 43207-4013 | Due Install |  |  |  | RP | 0.750 | 3444217
3847 | S HIGH ST | 43207-4013 | New Construction |  |  |  | RP | 1.000 | 3444218
3865 | S HIGH ST | 43207-4013 | Active | 4934256 | WILKINS | 975XL2 | RP | 2.000 | 61975 | AT WATER METER
3871 | S HIGH ST | 43207-4013 | Due Install |  |  |  | RP | 0.750 | 3444223
3875 | S HIGH ST | 43207-4013 | Active | 64280 | WATTS | 919QT | RP | 1.000 | 3444224 | UTIL ROOM
3899 | S HIGH ST | 43207 | Active | 117983 | AMES | 3000SS | DCDA | 10.000 | 62086 | FIRE PIT OUT BY ROAD IN FRONT OF STORE
3899 | S HIGH ST | 43207 | Active | 24561 | AMES | 2000SS | DC | 0.750 | 62087 | FIRE PIT IN FRONT OF STORE BY ROAD
3899 | S HIGH ST | 43207 | Active | QC579 | CONBRACO | 40208A2 | RP | 2.000 | 62088 | RISER ROOM
3899 | S HIGH ST | 43207 | Not Required by DOW | PF673 | APOLLO/CONBRACO | 4020802 | RP | 2.000 | 62089 | RISER ROOM
3900 | S HIGH ST | 43207-4014 | Active | W150020 | WILKINS | 975A | RP | 1.500 | 62151 | MECH RM/ CARWASH
3900 | S HIGH ST | 43207-4014 | Active | W150036 | WILKINS | 975A | RP | 1.500 | 62152 | MECH RM CAR WASH
3910 | S HIGH ST | 43207-4014 | Active | 1371010704 | AMES | 3000SS | DCDA | 4.000 | 62197 | MECH ROOM SOUTH OF MAIN LOBBY
3910 | S HIGH ST | 43207-4014 | Active | 226410 | WATTS | 009M2 | RP | 2.000 | 62198 | MECH ROOM AT WATER METER
3910 | S HIGH ST | 43207-4014 | Active | 02012 | AMES | LF2000B | DC | 0.750 | 62199 | MECH ROOM SOUTH OF MAIN LOBBY
3930 | S HIGH ST | 43207-4014 | Active | AJX8479 | WILKINS | 375 | RP | 1.000 | 62248 | NEXT TO BOILER & WATER METER
4000 | S HIGH ST | 43207-6016 | Active | 4931698 | WILKINS | 975XL2 | RP | 0.750 | 3444229 | CLOSET N/E
4755 | S HIGH ST | 43207-4028 | Due Install |  |  |  | RP | 0.750 | 3444233
5991 | S HIGH ST | 43207 | Active | 137020 | WATTS | 009M2QT | RP | 1.500 | 3646260 | HOT BOX, S/E BY DRIVE
5991 | S HIGH ST | 43207 | Not Required by DOW | 25576 | WATTS | 919QT | RP | 1.500 | 3646343 | MECH ROOM
6000 | S HIGH ST | 43207- | Active | MA-0354 | WATTS | 957 | RP | 6.000 | 101659 | In Hot Box SW SIDE OF LOT - FRONT NEAR HIGH STREET
6000 | S HIGH ST | 43207- | Active | MB-0566 | WATTS | 957RPDA-GV | RPDA | 8.000 | 101785 | HOT BOX SW SIDE OF LOT NEAR HIGH
6000 | S HIGH ST | 43207- | Active | 38587 | WATTS | 919QT | RP | 0.750 | 101809 | HOT BOX SW END OF LOT NEAR HIGH STREET
6000 | S HIGH ST | 43207- | Not Required by DOW | 173963 | WATTS | 909 | RP | 4.000 | 102369 | CLUB HOUSE MECHANIC ROOM BY KITCHEN
6000 | S HIGH ST | 43207- | Not Required by DOW | 559730 |  |  |  |  | 3613172 | BUILDING
6000 | S HIGH ST | 43207- | Not Required by DOW | CB153240 |  |  |  |  | 3613174 | SOUTHWEST CORNER NEXT TO BREW BROS
6000 | S HIGH ST | 43207- | Not Required by DOW | 25818 | WATTS | 007M1QT | DC | 0.750 | 3629681 | FIRE BYPASS, RISER ROOM.HOTEL
6000 | S HIGH ST | 43207- | Not Required by DOW | 189825 | AMES | 3000SS | DCDA | 6.000 | 3629682 | FIRE, RISER ROOM. HOTEL
6000 | S HIGH ST | 43207- | Not Required by DOW | b074473 | WILKINS | 375XL | RP | 1.000 | 3629683 | O/S MAIN ENTRANCE FLOWER BED
6000 | S HIGH ST | 43207- | Not Required by DOW | 4164665 | WILKINS | 975 | RP | 1.500 | 3638562 | PLUMBING CHASE LADY'S RESTROOM
6251 | S HIGH ST | 43137-9213 | Due Install |  |  |  | RP | 0.750 | 3444235
6440 | S HIGH ST | 43137-9207 | Active | W125927 | WILKINS | 975 | RP | 2.000 | 100778 | Hotbox by elect. meter at road
6977 | S HIGH ST | 43137-9202 | Not Required by DOW | 102490 | WATTS | 909 | RP | 2.500 | 71066 | BASEMENT EAC BLDG
6977 | S HIGH ST | 43137-9202 | Not Required by DOW | 107156 | AMES | 2000SS | DC | 6.000 | 71067 | MCA BASEMENT
6977 | S HIGH ST | 43137-9202 | Not Required by DOW | 14993 | HERSEY/GRINNELL | FRPII | RP | 1.000 | 71069 | CRC BOILER ROOM
6977 | S HIGH ST | 43137-9202 | Not Required by DOW | 150500 | WATTS | 909HWQT | RP | 1.000 | 71070 | BOILER ROOM FERIS BLDG
6977 | S HIGH ST | 43137-9202 | Not Required by DOW | 166305 | WATTS | 909 | RP | 4.000 | 71072 | BASEMENT -- WAC BLDG
6977 | S HIGH ST | 43137-9202 | Not Required by DOW | 29041 | FEBCO | 825Y | RP | 1.000 | 71075 | NORTH EXTERIOR HALL BOILER ROOM (BASEMENT)
6977 | S HIGH ST | 43137-9202 | Not Required by DOW | 002722 | WATTS | LF909 | RP | 6.000 | 71076 | W.P.A. BASEMENT
6977 | S HIGH ST | 43137-9202 | Not Required by DOW | 338896 | WATTS | 909HWQT | RP | 1.500 | 71078 | MCA BUILDING, BASEMENT SOUTH WALL
6977 | S HIGH ST | 43137-9202 | Not Required by DOW | 375744 | WATTS | 909M1QT | RP | 2.000 | 71079 | CHLORINE CONTROL BLDG W WALL CHEMICAL FEED ROOM
6977 | S HIGH ST | 43137-9202 | Not Required by DOW | 383263 | WATTS | 909M1QT | RP | 2.000 | 71080 | BASEMENT
6977 | S HIGH ST | 43137-9202 | Not Required by DOW | 392664 | WATTS | 909M1QT | RP | 2.000 | 71082 | WESTWALL GROUND FLOOR SLUDGE LOAD OUT BUILDING
6977 | S HIGH ST | 43137-9202 | Not Required by DOW | 446763 | WATTS | 909M1QT | RP | 2.000 | 71083 | CLH BLDG -- BASEMENT
6977 | S HIGH ST | 43137-9202 | Not Required by DOW | 478271 | WATTS | 909QT | RP | 1.000 | 71084 | MCA BUILDING BASEMENT SOUTH WALL
6977 | S HIGH ST | 43137-9202 | Not Required by DOW | 515833 | WATTS | 909QT | RP | 1.000 | 71086 | N WALLMECH RM FOR CONTROL BUILD FOR CHLORINE CONTROLS
6977 | S HIGH ST | 43137-9202 | Not Required by DOW | 558794 | WATTS | 909HWQT | RP | 1.000 | 71088 | BOILER ROOM
6977 | S HIGH ST | 43137-9202 | Not Required by DOW | 67 | CLA-VAL | D4 | DC | 6.000 | 71089 | WEST PRE-AIR IN BASEMENT
6977 | S HIGH ST | 43137-9202 | Not Required by DOW | W276859 | WILKINS | 975XL | RP | 1.000 | 90993 | 4TH FLOOR SW SIDE AIR HANDLER ROOM
6977 | S HIGH ST | 43137-9202 | Not Required by DOW | H25625 | FEBCO | 825Y | RP | 2.000 | 93166 | FLOOR LEVEL 677 SOUTH WALL BY TUNNEL X
6977 | S HIGH ST | 43137-9202 | Not Required by DOW | 167392 | AMES | 3000SS | DCDA | 6.000 | 98610 | TFW BASEMENT WEST WALL
6977 | S HIGH ST | 43137-9202 | Not Required by DOW | 13601 | WATTS | 007M1PCQT | DC | 0.750 | 98611 | TFW BASEMENT WEST WALL
6977 | S HIGH ST | 43137-9202 | Not Required by DOW | 442371 | WATTS | 909M1HWQT | RP | 1.500 | 100422
6977 | S HIGH ST | 43137-9202 | Not Required by DOW | 451071 | WATTS | 909M1QT | RP | 2.000 | 100457 | BIO FILTER ROOM
6977 | S HIGH ST | 43137-9202 | Not Required by DOW | 63085 | AMES | 2000B | DC | 0.750 | 104068 | RSP BLDG
6977 | S HIGH ST | 43137-9202 | Not Required by DOW | 1694920709 | AMES | 3000DCDA | DCDA | 4.000 | 104070 | RSP BLDG
6977 | S HIGH ST | 43137-9202 | Not Required by DOW | j017525 | FEBCO | 825Y | RP | 1.000 | 104071 | RSP BLDG-TUNNEL
6977 | S HIGH ST | 43137-9202 | Not Required by DOW | 619030 | WATTS | 909QT | RP | 1.000 | 104074 | RSP BUILDING
6977 | S HIGH ST | 43137-9202 | Not Required by DOW | W276857 | WILKINS | 975XLBMS | RP | 1.000 | 104082 | SGB BLDG-MECH ROOM
6977 | S HIGH ST | 43137-9202 | Not Required by DOW | L24704 | WILKINS | 375 | RP | 8.000 | 104083 | SGB BLDG-TUNNEL
6977 | S HIGH ST | 43137-9202 | Not Required by DOW | 15264 | WATTS | 919QT | RP | 1.500 | 104084 | SFB BLDG
6977 | S HIGH ST | 43137-9202 | Not Required by DOW | 630597 | WATTS | 909QT | RP | 1.000 | 104085 | OLS BLDG
6977 | S HIGH ST | 43137-9202 | Not Required by DOW | 24864 | WILKINS | 350A | DC | 6.000 | 104086 | OLS BLDG
6977 | S HIGH ST | 43137-9202 | Not Required by DOW | 09710 | WILKINS | 350 | DC | 6.000 | 104087 | MOC BLDG-BSMT
6977 | S HIGH ST | 43137-9202 | Not Required by DOW | 191788 | WATTS | 909 | RP | 3.000 | 104088 | MOC BLDG - BSMT
6977 | S HIGH ST | 43137-9202 | Not Required by DOW | 144412 | WATTS | 009M2QT | RP | 1.500 | 104089 | MOC BLDG-BSMT
6977 | S HIGH ST | 43137-9202 | Not Required by DOW | 21118 | WATTS | 919QT | RP | 2.000 | 104090 | SERVICE BLDG
6977 | S HIGH ST | 43137-9202 | Not Required by DOW | 626334 | WATTS | 909QT | RP | 1.000 | 104091 | OPC BLDG - BSMT
6977 | S HIGH ST | 43137-9202 | Not Required by DOW | 558469 | WATTS | 909HWQT | RP | 0.750 | 104092 | WPC BLDG-BSMT
6977 | S HIGH ST | 43137-9202 | Not Required by DOW | 033075 | WATTS | 909HWQT | RP | 0.750 | 104093 | SCB BLDG-1ST FLOOR BOILER ROOM
6977 | S HIGH ST | 43137-9202 | Not Required by DOW | 608257 | WATTS | 909QT | RP | 1.000 | 104094 | SCB BLDG-1ST FLOOR BOILER ROOM
6977 | S HIGH ST | 43137-9202 | Not Required by DOW | A49812 | WATTS | 009QT | RP | 0.500 | 104095 | DC B4 BLDG-ELECTRIC ROOM
6977 | S HIGH ST | 43137-9202 | Not Required by DOW | 133641 | WATTS | 909HWM1QT | RP | 1.500 | 104096 | SCB BLDG-BSMT
6977 | S HIGH ST | 43137-9202 | Not Required by DOW | Qso3 | CLA-VAL | RP4 | RP | 10.000 | 104097 | SCB BLDG
6977 | S HIGH ST | 43137-9202 | Not Required by DOW | Qso4 | CLA-VAL | RP4 | RP | 10.000 | 104098 | SCB BLDG-BSMT
6977 | S HIGH ST | 43137-9202 | Not Required by DOW | 483940 | WATTS | 009QT | RP | 1.000 | 104099 | MCA BLDG-BASEMENT
6977 | S HIGH ST | 43137-9202 | Not Required by DOW | 64050 | WATTS | 009QT | RP | 0.750 | 104100 | EPC BLDG-BSMT
6977 | S HIGH ST | 43137-9202 | Not Required by DOW | 223438 | WATTS | 909 | RP | 4.000 | 104101 | CSB BLDG
6977 | S HIGH ST | 43137-9202 | Not Required by DOW | U23875 | WILKINS | 350A | DC | 6.000 | 104102 | CSB BLDG
6977 | S HIGH ST | 43137-9202 | Not Required by DOW | 32983 | WATTS | 909QT | RP | 1.000 | 104103 | CSB BLDG-BOILER ROOM
6977 | S HIGH ST | 43137-9202 | Not Required by DOW | H29041 | FEBCO | 825Y | RP | 1.000 | 104104 | SDB BLDG-BSMT
6977 | S HIGH ST | 43137-9202 | Not Required by DOW | F0403161800 | FEBCO | 860 | RP | 4.000 | 104105 | SDG BLDG-MEZZ
6977 | S HIGH ST | 43137-9202 | Not Required by DOW | 558790 | WATTS | 909QT | RP | 1.000 | 104106 | WAC BLDG
6977 | S HIGH ST | 43137-9202 | Not Required by DOW | 609368 | WATTS | 909HWQT | RP | 1.000 | 104107 | EAC BLDG-BSMT
6977 | S HIGH ST | 43137-9202 | Not Required by DOW | 354093 | WATTS | 909HWQT | RP | 1.000 | 104108 | FRC BLDG-MEZZ
6977 | S HIGH ST | 43137-9202 | Not Required by DOW | 14933 | HERSEY/GRINNELL | FRPII | RP | 1.000 | 104109 | CRC BLDG-BOILER ROOM
6977 | S HIGH ST | 43137-9202 | Not Required by DOW | 98373 | WATTS | 909HWQT | RP | 0.750 | 104110 | CRC BLDG-BSMT
6977 | S HIGH ST | 43137-9202 | Not Required by DOW | J057078 | FEBCO | 825Y | RP | 1.000 | 104111 | WRC BLDG-BSMT
6977 | S HIGH ST | 43137-9202 | Not Required by DOW | J020555 | FEBCO | 825Y | RP | 2.000 | 104112 | WRC BLDG-JANITORS CLOSET
6977 | S HIGH ST | 43137-9202 | Not Required by DOW | A55754 | WATTS | 009M2QT | RP | 2.000 | 104113 | ECB BLDG-1ST FLOOR
6977 | S HIGH ST | 43137-9202 | Not Required by DOW | A55237 | WATTS | 009M2QT | RP | 2.000 | 104114 | ESB BLDG-JANITORS CLOSET
6977 | S HIGH ST | 43137-9202 | Not Required by DOW | 444977 | WATTS | 909 | RP | 2.000 | 104117 | SCB 1ST FLOOR
6977 | S HIGH ST | 43137-9202 | Not Required by DOW | NL255479 | WATTS | 009QT | RP | 1.000 | 104118 | SCB BLDG-1ST FLOOR BOILER ROOM
6977 | S HIGH ST | 43137-9202 | Not Required by DOW | 187227 | WATTS | 909QTFDA | RP | 3.000 | 104119 | SDB BLDG-BSMT
6977 | S HIGH ST | 43137-9202 | Not Required by DOW | atech250 | WATTS | 909M1QT | RP | 2.000 | 104120 | sdb bldg-basement
6977 | S HIGH ST | 43137-9202 | Not Required by DOW | 14990 | WATTS | 919AQT | RP | 2.000 | 104122 | CAC BLDG-BSMT
6977 | S HIGH ST | 43137-9202 | Not Required by DOW | 16330 | WATTS | LF909 | RP | 6.000 | 104123 | WPA BLDG-BSMT
6977 | S HIGH ST | 43137-9202 | Not Required by DOW | 255479 | WATTS | 009M2QT | RP | 1.000 | 104124 | SDB BLDG-BSMT
6977 | S HIGH ST | 43137-9202 | Not Required by DOW | 222572 | WATTS | 909QTFDA | RP | 4.000 | 104125 | TFW BLDG-INTERMEDIATE BSMT
6977 | S HIGH ST | 43137-9202 | Not Required by DOW | A49803 | WATTS | 009QT | RP | 0.500 | 104127 | DC B2-ELECTRIC ROOM
6977 | S HIGH ST | 43137-9202 | Not Required by DOW | VC09-2812 | XX | AGAP | AG | 3.000 | 104128 | SOUTH WALL
6977 | S HIGH ST | 43137-9202 | Not Required by DOW | 10949 | WATTS | 919QT | RP | 1.250 | 3619772 | LCB BUILDING
6977 | S HIGH ST | 43137-9202 | Not Required by DOW | 25188 | WATTS | 919QT | RP | 2.000 | 3619773 | SINK & EYE WASH, TRUCK LOADING DOCK HOT BOX
6977 | S HIGH ST | 43137-9202 | Not Required by DOW | 27801 | WATTS | 919QT | RP | 2.000 | 3619774 | LCB BUILDING
6977 | S HIGH ST | 43137-9202 | Not Required by DOW | 19465 | WATTS | 919QT | RP | 1.500 | 3619775 | TOOL STORAGE BUILDING
6977 | S HIGH ST | 43137-9202 | Not Required by DOW | 296977 | WATTS | 009M2QT | RP | 2.000 | 3621422 | MOC BUILDING BASEMENT BOILER
6977 | S HIGH ST | 43137-9202 | Not Required by DOW | 625719 | WATTS | 909QT | RP | 1.000 | 3628211 | SEAL WATER - BASEMENT UNDER STEP
6977 | S HIGH ST | 43137-9202 | Not Required by DOW | 625920 | WATTS | 909QT | RP | 0.750 | 3628212 | BOILER MAKE UP 1ST FLOOR
6977 | S HIGH ST | 43137-9202 | Not Required by DOW | U26599 | WILKINS | 350A | DC | 6.000 | 3646330 | MOC
6977 | S HIGH ST | 43137-9202 | Active | TG-0815 | WATTS | 957 | RP | 8.000 | 3646424 | IN SILVER H/BOX AT PIT SERVICE RD TOWARDS ENTRANCE GATE S-BKFL
6977 | S HIGH ST | 43137-9202 | Active | TI-0259 | WATTS | 957 | RP | 8.000 | 3646425 | IN SILVER H/BOX AT PIT SEVICE RD TOWARDS ENTRANCE GATE N-BKFL
6977 | S HIGH ST | 43137-9202 | Not Required by DOW | 07530719 | AMES | 5000SS | RP | 4.000 | 3649790 | CCB
6977 | S HIGH ST | 43137-9202 | Not Required by DOW | TF1802 | WATTS | 957 | RP | 4.000 | 3649791 | CCB
3960 | S HIGH ST # A | 43207-4014 | Not Required by DOW | 211149 | WATTS | 009M3QT | RP | 0.750 | 62362 | MECH ROOM NE CORNER OF BUILDING
3960 | S HIGH ST # A | 43207-4014 | Active | 36760 | WATTS | 009QT | RP | 1.500 | 62363 | MECH ROOM NE CORNER OF BUILDING
140 | S HIGH ST BLDG A | 43215 | Active | NB-1296 | WATTS | 957 | RP | 4.000 | 103871 | WATER/RISER RM - AT WATER METER -HIGH POINT
140 | S HIGH ST BLDG A | 43215 | Active | 478B | WILKINS | 350ASTDA | DCDA | 6.000 | 103904 | WATER/RISER ROOM
140 | S HIGH ST BLDG A | 43215 | Active | 3644594 | WILKINS | 950XL | DCDA | 0.750 | 103905 | 132 HIGH WATER/RISER ROOM
140 | S HIGH ST BLDG A | 43215 | Not Required by DOW | 48322 | WATTS | LF919QT | RP | 1.000 | 3608001 | TRASH CHUTE SANITIZER, TRASH RM A S WALL
140 | S HIGH ST BLDG A | 43215 | Not Required by DOW | 4213181 | WILKINS | 950 | DC | 1.500 | 3616916 | 150 DENOVO KITCHEN CEILING AT METER
140 | S HIGH ST BLDG A | 43215 | Not Required by DOW | W411780 | WILKINS | 975XL | RP | 0.500 | 3616917 | 150 DENOVO AT ICE MACHINE
140 | S HIGH ST BLDG A | 43215 | LPS - Active |  |  |  | LPC |  | 3641234 | DOMESTIC PUMP -
140 | S HIGH ST BLDG A | 43215 | LPS - Active |  |  |  | LST |  | 3641235 | FIRE PUMP -
190 | S HIGH ST BLDG B | 43215 | Active | MD-1643 | WATTS | 957 | RP | 4.000 | 104152 | S WATER/RISER ROOM AT METER
190 | S HIGH ST BLDG B | 43215 | Active | 960B | WILKINS | 350ASTDA | DCDA | 8.000 | 104153 | SOUTH WATER/RISER ROOM
190 | S HIGH ST BLDG B | 43215 | Active | 3789484 | WILKINS | 950XL | DC | 0.750 | 104154 | SOUTH WATER/RISER ROOM
190 | S HIGH ST BLDG B | 43215 | Not Required by DOW | 47119 | WATTS | LF919QT | RP | 1.000 | 3608002 | TRASH CHUTE SANITIZER, TRASH RM B NEXT TO ENTRY DOOR
190 | S HIGH ST BLDG B | 43215 | Not Required by DOW | 48316 | WATTS | LF919QT | RP | 1.000 | 3608003 | TRASH CHUTE SANITIZER, TRASH RM C N WALL
190 | S HIGH ST BLDG B | 43215 | Not Required by DOW | 43212 | WATTS | LF919QT | RP | 1.000 | 3613617 | PUMP RM S END OF 1ST FL
190 | S HIGH ST BLDG B | 43215 | Not Required by DOW | 3836743 | WILKINS | 975XL2 | RP | 2.000 | 3616582 | MECH. ROOM OFF SOUTH END OF POOL
600 | S HIGH ST REAR | 43207 | Active | NA-1672 | AMES | COLT 400 | RP | 3.000 | 102956 | PARSON AVE ENTRANCE N OF ENTRANCE IN HOT BOX ABOVE PIT
517 | S HIGH ST UNIT A | 43215- | Active | 60287 | WATTS | 009QT | RP | 1.000 | 66228 | 517 -S BSMNT MECH/FURN ROOM AT WATER METER
517 | S HIGH ST UNIT A | 43215- | Removed | 73067REM | WATTS | 009M3QT | RP | 0.750 | 66229 | REMOVED-BEHIND ICE MAKER IN KITCHEN
543 | S HIGH ST UNIT A | 43215-5604 | Active | AMA33083 | WILKINS | 975XL3 | RP | 1.500 | 3443878 | STORE ROOM
631 | S HIGH ST UNIT A | 43215-5620 | Active | 1043297 | WILKINS | 975 | RP | 1.000 | 69640 | BACK ROOM
105 | S HIGH ST UNIT A | 43206-3410 | Active | 4857217 | WILKINS | 975XL2 | RP | 1.000 | 53742 | NEXT TO WATER METER, S/W CORNER
1059 | S HIGH ST UNIT A | 43206-3410 | Not Required by DOW | 70968 | WATTS | LF009M3QT | RP | 1.000 | 3648512 | DISHWASHER AT STARBUCKS
1250 | S HIGH ST UNIT A | 43206-3446 | Active | 96714 | WATTS | 919QT | RP | 0.750 | 54455 | METER BOX IN 1/2 BATH IN BASEMENT
1346 | S HIGH ST UNIT A | 43207-1042 | Active | 1490957 | WILKINS | 550 | DC | 0.750 | 54756 | BASEMENT SERVICE ENTRY
1346 | S HIGH ST UNIT A | 43207-1042 | Active | 56358 | WATTS | 009M2PCQT | RP | 1.000 | 54757 | IN BASEMENT UNDER STAIRWAY
1346 | S HIGH ST UNIT A | 43207-1042 | Active | 997 | WILKINS | 350 | DC | 2.500 | 54758 | BASEMENT SERVICE ENTRY
1395 | S HIGH ST UNIT A | 43207-1043 | Active | 45414 | WATTS | LF919QT | RP | 1.000 | 3443991 | AFTER DOMESTIC WATER METER
4755 | S HIGH ST UNIT A | 43207-4028 | Due Install |  |  |  | RP | 1.000 | 3628184
3776 | S HIGH ST UNIT NORTH | 43207-4012 | Not Required by DOW | 3308559 | WILKINS | 975 | RP | 0.750 | 61748 | MECH ROOM BASEMENT
3776 | S HIGH ST UNIT NORTH | 43207-4012 | Removed | 210355REM | WATTS | 909M1QT | RP | 1.250 | 61749 | REMOVED-IN CEILING TO SOUTH OF ELEVATION
3776 | S HIGH ST UNIT NORTH | 43207-4012 | Not Required by DOW | 109513 | WATTS | 009M2-FP | RP | 1.500 | 61751 | USE 6/3/15 CAG. BOILER ROOM CEILING AT METER
3776 | S HIGH ST UNIT NORTH | 43207-4012 | Removed | 571436REM |  |  |  | 0.000 | 61816 | REMOVED-IN MACH ROOM AT WATER METER
3776 | S HIGH ST UNIT NORTH | 43207-4012 | Removed | L0638REM | FEBCO | 765 | PVB | 1.000 | 99431 | REMOVED-ON SE OUTSIDE CORNER OF BUILDING
3776 | S HIGH ST UNIT NORTH | 43207-4012 | Active | NE-1445 | WATTS | 957 | RP | 6.000 | 3603688 | HOT BOX OUT BY OBETZ RD ENTRANCE
21 | S HIGHLAND AVE | 43223- | Due Install |  |  |  | RP | 0.750 | 3444550
40 | S HIGHLAND AVE | 43223-1062 | Removed | 299525REM | WATTS | 909QT | RP | 0.750 | 62505 | REMOVED - BOILER ROOM - Highland E.S.
19 | S HIGHLAND AVE | 43223-1015 | Due Install |  |  |  | RP | 0.750 | 3444582
196 | S HIGHLAND AVE | 43223-1015 | Not Required by DOW |  |  |  | RP | 0.750 | 3639628
33 | S JAMES RD | 43213-1065 | Due Install |  |  |  | RP |  | 3452552
86 | S JAMES RD | 43227-1067 | Not Required by DOW | w105176 | WILKINS | 975XLBMS | RP | 1.000 | 74175 | NE EMBALMING RM - 10' HIGH ABOVE CEILING AT S DOOR, ABOVE DROP CEILING
867 | S JAMES RD | 43227-1067 | Not Required by DOW | W400986 | WILKINS | 975XL2 | RP | 0.500 | 3622510 | S BOILER RM
867 | S JAMES RD | 43227-1067 | Active | B117897 | WILKINS | 375XL | RP | 1.500 | 3622860 | ELEC MECH RM - AT WATER MTR
905 | S JAMES RD | 43227- | Active | 51881 | WATTS | 009M3QT | RP | 0.750 | 3452709 | BACK STORAGE AREA AT WATER METER
923 | S JAMES RD | 43227-1069 | Removed | AG-R6270AREM | WATTS | 008 | AG | 0.500 | 74629 | USE 6/3/15 CAG. REMOVED-ABOVE MEAT SINKS
923 | S JAMES RD | 43227-1069 | Active | 4126849 | WILKINS | 975XL2 | RP | 1.000 | 3611953 | MECHANICAL ROOM
979 | S JAMES RD | 43227-1071 | Active | 3539008 | WILKINS | 975XL | RP | 0.750 | 74900 | ABOVE FLOOR SW WALL OF BOILER ROOM
113 | S JAMES RD | 43227-1871 | Active | 217587 | WATTS | LF009M2QT | RP | 2.000 | 3452760 | BUILDING 1139, FRONT DOOR STAIRWELL(UNDER)
1210 | S JAMES RD | 43227-1802 | Active | A302288 | WILKINS | 350 | DC | 2.000 | 88445 | UTILITY RM @ WTR MTR IN SE CORNER
1210 | S JAMES RD | 43227-1802 | Active | AMA11777 | WILKINS | 975XL | RP | 2.000 | 3638249 | UTILITY RM @ WTR MTR IN SE CORNER
2173 | S JAMES RD | 43232-3850 | Due Install |  |  |  | RP | 1.000 | 3452834
2187 | S JAMES RD | 43232-3851 | Due Install |  |  |  | RP | 1.000 | 3452835
2231 | S JAMES RD | 43232-3853 | Active | 4783159 | WILKINS | 975XL | RP | 1.000 | 3452837 | AT METER IN NE CORNER INSIDE 2251 JAMES RD
1220 | S JAMES RD UNIT A | 43227-1802 | Not Required by DOW | 18992 | WATTS | LF 919 QT | RP | 1.500 | 88530 | MECH ROOM
1220 | S JAMES RD UNIT A | 43227-1802 | Active | PC0760 | WATTS | 957 | RP | 3.000 | 3610178 | MECH ROOM
1220 | S JAMES RD UNIT A | 43227-1802 | Active | 104296 | AMES | 3000SS | DCDA | 6.000 | 3649109 | PIT
1220 | S JAMES RD UNIT A | 43227-1802 | Active | 33018 | WATTS | 007M1QT | DC | 0.750 | 3652737 | IN PIT
14 | S KELLNER RD | 43209-2067 | Inactive | W074860 | WILKINS | 975 | RP | 1.000 | 54900 | EAST REAR MECH ROOM
88 | S KELLNER RD | 43209-2036 | Active | 764266 | WATTS | 800M4QT | PVB | 1.000 | 93640 | N0RTH WEST CORNER HOUSE OUTSIDE
14 | S KELLNER RD | 43209 | Active | BS149 | WILKINS | 720A | PVB | 0.750 | 3655351 | RIGHT SIDE BEHIND LOCKED GATE
166 | S KELLNER RD | 43209-2037 | Removed | REMT191365 | WILKINS | 720 | PVB | 0.750 | 3456695 | ***REMOVED***LEFT SIDE OF FRONT DOOR
166 | S KELLNER RD | 43209-2037 | Active | 4277087 | WILKINS | 975XL | RP | 1.000 | 3619884 | NW CORNER OF BASEMENT
225 | S KELLNER RD | 43209-2042 | Active | T166508 | WILKINS | 720 | PVB | 0.750 | 3456705 | LEFT SIDE OF HOUSE
358 | S KELLNER RD | 43209-2045 | Active | 792920 | WILKINS | 720A | PVB | 0.750 | 61146 | FT OF HSE
584 | S KELLNER RD | 43209-2266 | Active | 311080 | WILKINS | 720A | PVB | 0.750 | 68121 | RIGHT SIDE OF HOUSE
751 | S LAZELLE ST | 43206-2017 | Active | 589846 | WILKINS | 720 | PVB | 0.750 | 3465986 | RIGHT SIDE IN BUSHES
754 | S LAZELLE ST | 43206-2018 | Removed | H174585REM | FEBCO | 765 | PVB | 0.750 | 72203 | REMOVED-SOUTHEAST SIDE
754 | S LAZELLE ST | 43206-2018 | Active | H843833 | FEBCO | 765 | PVB | 0.750 | 3607591 | SOUTHEAST SIDE
780 | S LAZELLE ST | 43206-2020 | Active | EAF7826 | WILKINS | 720 | PVB | 0.750 | 3465989 | BACK OF HOUSE. S SIDE BEHIND FENCE
791 | S LAZELLE ST | 43206-2019 | Active | CB026514 | WILKINS | 720A | PVB | 0.750 | 103094 | BACK
451 | S LUDLOW ST | 43215-5647 | Active | 12803 | FEBCO | 805YR | DC | 0.750 | 64263 | PUMP ROOM W WALL
451 | S LUDLOW ST | 43215-5647 | Active | XK-0526 | AMES | COLT 400 | RP | 3.000 | 64264 | MECH ROOM OF LOBBY AFTER METER
451 | S LUDLOW ST | 43215-5647 | Active | 9911261302 | FEBCO | 856 | DCDA | 6.000 | 64265 | PUMP ROOM
451 | S LUDLOW ST | 43215-5647 | LPS - Active |  |  |  | LST |  | 3659541 | FIRE PUMP - 1ST FLOOR/MECH ROOM
459 | S LUDLOW ST | 43215- | Active | ABX8667 | WILKINS | 975XL | RP | 0.750 | 3473902 | EAST WALL BY WATER METER CRAWL SPACE OFF MENS ROOM
479 | S LUDLOW ST | 43215- | Active not linked | 11800 | WATTS | 007M2QT | DC | 0.750 | 100301 | BASEMENT
479 | S LUDLOW ST | 43215- | Active not linked | 1098750806 | WATTS | 774 | DCDA | 4.000 | 100302
207 | S MALLWAY DR | 43221 | Active | 35029 | WATTS | 919QT | RP | 2.000 | 3638744 | AT WATER METER, MECH ROOM BEHIND KITCHEN, SW BUILDING
44 | S MILL ST | 43215- | Inactive | 258364 | WATTS | 909M1QT | RP | 1.500 | 67231 | WEST BASEMENT BODY SHOP AT WATER METER
68 | S MURRAY HILL RD | 43228- | Due Install |  |  |  | RP | 0.750 | 3489690
250 | S NELSON RD | 43205- | Active | QE-0682 | WATTS | 957ss | RP | 3.000 | 58474 | AFTER WATER METER
250 | S NELSON RD | 43205- | Replaced | REP76271 | WATTS | 800QT | PVB | 2.000 | 58475 | REPLACED- ABOVE WATER METER
250 | S NELSON RD | 43205- | Not Required by DOW | H026619 | FEBCO | 765 | PVB | 2.000 | 3609800 | CLOWSON BALL FIELD IN BLUE BOX BY BALL FIELD
250 | S NELSON RD | 43205- | Not Required by DOW | 000246 | WATTS | LF800M4QT | PVB | 2.000 | 3609966 | ABOVE WATER METER
444 | S NELSON RD | 43205-2223 | Active | W096958 | WILKINS | 975 | RP | 0.750 | 64008 | MECH ROOM
572 | S NELSON RD | 43205-2578 | Active | 274382 | WATTS | LF009M3QT | RP | 0.750 | 3491163 | Building K
572 | S NELSON RD UNIT A | 43205-2577 | Due Install |  |  |  | RP | 1.000 | 3491164
572 | S NELSON RD UNIT B | 43205-2577 | Due Install | [5 empty] | 3491165
572 | S NELSON RD UNIT D | 43205-2577 | Due Install |  |  |  | RP |  | 3491172
572 | S NELSON RD UNIT J | 43205-2588 | Active | 275215 | WATTS | LF009M3QT | RP | 0.750 | 3647054 | Building J
572 | S NELSON RD UNIT L | 43205-2588 | Active | 274381 | WATTS | LF009M3QT | RP | 0.750 | 3647055 | Building K
572 | S NELSON RD UNIT M | 43205-2588 | Active | 100259 | WATTS | 919QT | RP | 0.750 | 3491175 | In Bathroom
572 | S NELSON RD UNIT N | 43205-2588 | In Review |  |  |  | RP |  | 3491170
572 | S NELSON RD UNIT P | 43205-2588 | Active | 274359 | WATTS | LF009M3QT | RP | 0.750 | 3647053 | Building P
572 | S NELSON RD UNIT Q | 43205-2588 | Due Install |  |  |  | RP |  | 3491171
148 | S OHIO AVE | 43205 | Active | L129145 | WILKINS | 375 | RP | 3.000 | 3646509 | WEST SIDE
148 | S OHIO AVE | 43205 | Active | 1982940220 | AMES | 3000SS | DCDA | 6.000 | 3646595 | METER ROOM
148 | S OHIO AVE | 43205 | Active | 30090 | WATTS | 007M1QT | DC | 0.750 | 3646596 | METER ROOM
183 | S OHIO AVE | 43205 | Active | YE-2754 | WATTS | 957 | RP | 4.000 | 3657538
505 | S OHIO AVE | 43205-2720 | Active | A17499 | WATTS | 009QT | RP | 2.000 | 90853 | MECH ROOM 135 Ohio
505 | S OHIO AVE | 43205-2720 | Active | 614060 | WATTS | 909QT | RP | 0.750 | 91639 | MACH ROOM 128
505 | S OHIO AVE | 43205-2720 | Replaced | REP04096 | WATTS | 009QT | RP | 0.750 | 91640 | REPLACED- BOILER ROOM 103
505 | S OHIO AVE | 43205-2720 | Active | V09573 | WILKINS | 350ADA | DCDA | 6.000 | 91784 | MECH ROOM 136M - Ohio E. S.
505 | S OHIO AVE | 43205-2720 | Active | 2409262 | WILKINS | 950 | DC | 0.750 | 91785 | MECH ROOM 136M - Ohio E. S.
505 | S OHIO AVE | 43205-2720 | Active | 4014470 | Wilkins | 975 | RP | 0.000 | 3609749 | BOILER ROOM 104 - Ohio E. S.
624 | S OHIO AVE | 43205-2742 | Due Install |  |  |  | RP |  | 3498919 | BASEMENT EAST SIDE
640 | S OHIO AVE | 43205-2742 | Active | 113580 | WATTS | 007M2QT | DC | 0.750 | 69864 | EAST BASEMENT UNDER STAIRWALL
640 | S OHIO AVE | 43205-2742 | Active | 3FM1580 | AMES | 3000SS | DCDA | 4.000 | 69865 | UNDER STAIRS
640 | S OHIO AVE | 43205-2742 | Active | 120998 | WATTS | LF009M2QT | RP | 1.500 | 3626754 | REAR ENTRANCE BASEMENT SPRINKLER ROOM
657 | S OHIO AVE | 43205-2743 | Active | 16164 | WATTS | 919AQT | RP | 2.000 | 99329 | BASEMENT MECHANIC ROOM
657 | S OHIO AVE | 43205-2743 | Active | 1712370310 | AMES | 3000SS | DCDA | 4.000 | 99428 | BASEMENT MECHANIC ROOM - WEST SIDE OF BUILDING
657 | S OHIO AVE | 43205-2743 | Active | 64630 | AMES | 2000B | DC | 0.750 | 99429 | BASEMENT MECHANIC ROOM - WEST SIDE OF BUILDING
101 | S OHIO AVE | 43206- | Removed | 2278076REM | WILKINS | 975XL | RP | 1.000 | 53629 | ***REMOVED***BOILER ROOM IN BASEMENT
8693 | S OLD STATE RD | 43035 | Not Required by DOW | CB412993 | WILKINS | 720A | PVB | 1.000 | 3609345 | 850 POLARIS GRAND DR, SIDE OF CLUBHOUSE OUTSIDE
8693 | S OLD STATE RD | 43035 | Active | 72672 | AMES | 2000B | DC | 0.750 | 3611678 | MAINT/MECH ROOM DBL DOORS AT MAIL KIOSK
8693 | S OLD STATE RD | 43035 | Active | 1275321213 | AMES | 4000SS | RP | 6.000 | 3611679 | MAINT/MECH/RISER ROOM AT MAIL KIOSK AT WATER METER DBL DOORS
8693 | S OLD STATE RD | 43035 | Active | 1838320714 | AMES | 3000SS | DCDA | 8.000 | 3611680 | MECH/RISER ROOM AT MAIL KIOSK DBL DOORS
8693 | S OLD STATE RD | 43035 | Not Required by DOW | 55565 | WATTS | LF919QT | RP | 0.750 | 3611681 | MAINTENANCE BUILDING
8693 | S OLD STATE RD | 43035 | Not Required by DOW | 3971906 | WILKINS | 975XL2 | RP | 2.000 | 3611682 | CLUBHOUSE UTILITY ROOM 850 POLARIS GRAND DR
9158 | S OLD STATE RD | 43035 | Active | 02019 | AMES | LF2000B | DC | 0.750 | 100213 | MID S MECH/RISER ROOM Outside Door
9158 | S OLD STATE RD | 43035 | Active | 1728320810 | AMES | 3000SS | DCDA | 4.000 | 100238 | MID S MECHANICAL/RISER ROOM Outside Door
9158 | S OLD STATE RD | 43035 | Active | 70950 | WATTS | LF919QT | RP | 1.000 | 100239 | MID S MECH/RISER ROOM AT WATER METER Outside Door
9175 | S OLD STATE RD | 43035-9496 | Active | 344956 | WATTS | 909HWQT | RP | 0.750 | 74590 | NW BASEMENT AT WATER METER
9410 | S OLD STATE RD | 43035 | Active | 181769 | AMES | 3000SS | DCDA | 6.000 | 3613037 | PIT
9410 | S OLD STATE RD | 43035 | Active | 21604 | WATTS | 007M1QT | DC | 0.750 | 3613345 | PIT
9410 | S OLD STATE RD | 43035 | Active | 128200 | AMES | 4000SS | RP | 3.000 | 3613346 | IN HOT BOX AT PIT
9984 | S OLD STATE RD | 43035 | Due Install |  |  |  | RP |  | 3533122 | 2 MAN PIT TAPPED OFF LAZELLE
2137 | S PARKWAY DR | 43221- | Active | 876980 | WILKINS | 720A | PVB | 1.000 | 58448 | 2137 S PARKWAY, BEHIND HOUSE NEXT TO GAS
2165 | S PARKWAY DR | 43221-3719 | Active | 620093 | WATTS | 800M4QT | PVB | 1.000 | 92690 | REAR OF HOUSE
2201 | S PARKWAY DR | 43221-3757 | Active | 673054 | WILKINS | 720A | PVB | 0.750 | 90891 | RIGHT SIDE FRONT OF HOUSE
666 | S PARSONS AVE | 43206- | Active | ABC9090 | WILKINS | 975 | RP | 1.000 | 3505038 | AT METER middle of building in hall
677 | S PARSONS AVE | 43206-1436 | Active | 4615287 | WILKINS | 975 | RP | 1.500 | 3505039 | IN BASEMENT NORTHWEST CORNER
614 | S PEARL ST | 43206-1017 | Active | T204959 | WILKINS | 720A | PVB | 0.750 | 3505844 | RIGHT CENTER
710 | S PEARL ST | 43206 | Active | CB430853 | WILKINS | 720 | PVB | 0.750 | 3627931 | LEFT SIDE OF HOUSE
112 | S PEARL ST | 43206-3420 | Active | T085867 | WILKINS | 720A | PVB | 0.750 | 101722 | RIGHT SIDE
179 | S POWELL AVE | 43204-3032 | Active | 76164 | WATTS | 919 | RP | 0.750 | 56145 | BOILER ROOM - West H.S.
179 | S POWELL AVE | 43204-3032 | Active | 592240 | WILKINS | 720A | PVB | 2.000 | 56146 | FOOTBALL FEILD NORTH - West H.S.
179 | S POWELL AVE | 43204-3032 | Removed | ABB9901REM | WATTS | 919 | RP | 0.750 | 3648341 | BASEMENT AT CHILLER PUMPS
20 | S PRINCETON AVE | 43222 | Active | 329876 | WATTS | LF009M2QT | RP | 1.000 | 3657198 | BASEMENT
72 | S REYNOLDSBURG NEW ALBANY RD | 43068- | Active | EL-0941 | WATTS | 957 | RP | 6.000 | 90462 | N.W. corner of property in hot box
55 | S RICHARDSON AVE | 43204-3172 | Active | 2765001 | WILKINS | 950XLD | DC | 0.750 | 96061 | N/W CORNER OF BASEMENT
551 | S RICHARDSON AVE | 43204-3172 | Active | V14527 | WILKINS | 350 | DCDA | 4.000 | 96062 | N/W CORNER OF BASEMENT
551 | S RICHARDSON AVE | 43204-3172 | Active | L39786 | WILKINS | 375A | RP | 3.000 | 97884 | N/W BASEMENT
551 | S RICHARDSON AVE | 43204-3172 | Not Required by DOW | W341618 | WILKINS | 975XLTCU | RP | 0.750 | 98908 | BURROUGHS E. S. - boiler room N/W BASEMENT
76 | S RIVERVIEW ST | 43017 | Active | CB287945 | WILKINS | 720A | PVB | 0.750 | 3518456 | FRONT OF HOUSE
83 | S RIVERVIEW ST | 43017 | Active | 68764 | WATTS | 709QT | DC | 0.750 | 73648 | SE CORNER/BASEMENT
97 | S RIVERVIEW ST | 43017-1137 | Active | T205881 | WILKINS | 720A | PVB | 0.750 | 3607536 | RIGHT SIDE OF HOUSE
10 | S RIVERVIEW ST | 43017-1139 | Active | T433657 | WILKINS | 720A | PVB | 0.750 | 3518458
129 | S RIVERVIEW ST | 43017 | Active | 94762 | WATTS | 009M2QT | RP | 0.750 | 54537 | IN BASEMENT AT WATER
134 | S RIVERVIEW ST | 43017 | Active | T432680 | WILKINS | 720A | PVB | 0.750 | 3518460 | LEFT SIDE OF HOUSE
179 | S RIVERVIEW ST | 43017-1139 | Active | VAA0066 | WILKINS | 720 | PVB | 0.750 | 3518463 | BEHIND SINGLE GARAGE-BACK RIGHT
180 | S RIVERVIEW ST | 43017 | Active | CB653394 | WILKINS | 720A | PVB | 0.750 | 3518464 | OUTSIDE
185 | S RIVERVIEW ST | 43017 | Active | CAB50072 | WILKINS | 720A | PVB | 0.750 | 3518465 | RIGHT SIDE
124 | S ROOSEVELT AVE | 43209-2951 | Active | T405234 | WILKINS | 720A | PVB | 1.000 | 94394 | AT FRONT OF HOUSE
1426 | S ROOSEVELT AVE | 43209-3106 | Active | hc35216 | FEBCO | 765 | PVB | 1.000 | 90669 | NORTH SIDE FRONT OF HOUSE
1565 | S ROOSEVELT AVE | 43209-3274 | Active | CAA18238 | Wilkins | 720A | PVB | 1.000 | 3519974 | LEFT SIDE OF HOUSE
418 | S ROYS AVE | 43204-2552 | Active | T126170 | WILKINS | 720 | PVB | 0.750 | 103132 | Left side of house
488 | S ROYS AVE | 43204-2552 | Due Install |  |  |  | RP | 1.500 | 3636205
46 | S SANDUSKY ST | 43215- | NULL | [5 empty] | 3524037
44 | S SOUDER AVE | 43222-1539 | Not Required by DOW | 391286 | WATTS | 009QT | RP | 0.750 | 63900 | ON WALL IN LAUNDRY CHUTE ROOM
44 | S SOUDER AVE | 43222-1539 | Active | 18936 | WILKINS | 975 | RP | 4.000 | 63901 | IN MECHANICAL ROOM ABOVE METER IN CEILING
44 | S SOUDER AVE | 43222-1539 | Not Required by DOW | 4968782 | WILKINS | 975XL2 | RP | 0.750 | 63902 | LAUNDRY CHUTE ROOM BASEMENT
44 | S SOUDER AVE | 43222-1539 | Active | B21862 | AMES | 300 | DC | 4.000 | 3627974
80 | S SOUDER AVE | 43222 | Active | 105406 | AMES | 3000SS | DCDA | 6.000 | 3656542 | W WALL
80 | S SOUDER AVE | 43222 | Active | 33825 | WATTS | 007M1QT | DC | 0.750 | 3656544 | W WALL
80 | S SOUDER AVE | 43222 | Active | 45969C | WILKENS | 375AST | RP | 4.000 | 3656545 | W WALL
51 | S SOUDER AVE UNIT A | 43222-1548 | Due Install |  |  |  | RP | 1.500 | 3532998
51 | S SOUDER AVE UNIT A | 43222-1548 | Not Required by DOW | [5 empty] | 3626149
32 | S SOUTHAMPTON AVE | 43204-1938 | Active | HH56214 | FEBCO | 765 | PVB | 1.000 | 60201 | NORTH EAST CORNER OF HOUSE
442 | S TERRACE AVE | 43204-3124 | Active | 35109 | WATTS | LF009M3QT | RP | 0.750 | 3544498 | GREEN METER BOX NW OF LOT COMMUNITY GARDEN LOT
35 | S THIRD ST | 43215- | Removed | 5049REM | WATTS | 009QT | RP | 0.750 | 60867 | REMOVED-PARKING GARAGE AISLE 11 GREEN LEVEL DOOR 123
35 | S THIRD ST | 43215- | Due Install |  |  |  | RP | 4.000 | 3630333
35 | S THIRD ST | 43215- | Due Install |  |  |  | DCDA | 8.000 | 3652303
12 | S VIRGINIA LEE RD | 43209-2051 | Active | T034163 | WILKINS | 720A | PVB | 0.750 | 100112 | LEFT SIDE OF HOUSE
239 | S VIRGINIA LEE RD | 43209-2053 | Active | 12940 | WATTS | 800M4QT | PVB | 0.750 | 94873 | RIGHT SIDE OF PORCH
257 | S VIRGINIA LEE RD | 43209-2053 | Active | H738699 | FEBCO | 765 | PVB | 1.000 | 58653 | FRONT OF HOUSE
317 | S VIRGINIA LEE RD | 43209-2074 | Active | HC08697 | Febco | 765 | PVB | 0.750 | 3551842 | LEFT SIDE
331 | S VIRGINIA LEE RD | 43209-2074 | Active | T041395 | WILKINS | 720A | PVB | 0.750 | 100990 | RIGHT SIDE OF HOUSE
536 | S WALL ST | 43215-5792 | Active | 174623 | WATTS | 009 | RP | 2.000 | 3552694 | IN BASEMENT AT METER
795 | S WALL ST | 43206-1920 | Active | 252560 | WATTS | LF009M3QT | RP | 0.750 | 3552698 | AT METER. OUTSIDE WALL BY OFFICE
140 | S Wall St | 43207-1049 | Removed | 4238798REM | WILKINS | 975XL | RP | 0.750 | 58984 | EAST WALL CABINET AT METER
1409 | S Wall St | 43207-1049 | Active | 74336 | APOLLO | RPLF4A | RP | 3.000 | 3650373 | RISER ROOM S/E SIDE OF BUILDING
1409 | S Wall St | 43207-1049 | Active | VD-0451 | AMES | 300GV | DCDA | 6.000 | 3650374 | S/E SIDE RISER ROOM
1409 | S Wall St | 43207-1049 | Active | 65039 | AMES | 2000BM3 | DC | 0.750 | 3650375 | S/E SIDE RISER ROOM
1409 | S Wall St | 43207-1049 | LPS - Active |  |  |  | LPC |  | 3651691 | DOMESTIC PUMP - RISER ROOM S/E SIDE OF BUILDING
795 | S WALL ST UNIT A | 43206-1920 | Active | TH-2726 | WATTS | 957 | RP | 3.000 | 3552699 | AFTER METER BEHIND COMMERCIAL WASHERS
33 | S WASHINGTON AVE | 43215-3944 | Active | 276588 | WATTS | 909M1QT | RP | 1.500 | 60397 | BASEMENT AT WATER METER IN LAUNDRY ROOM
44 | S WASHINGTON AVE | 43215- | Inactive | 238337 | CONBRACO | 40204A2S | RP | 0.750 | 100216 | HOT BOX ON WASHINGTON AVE BTWN BROAD & SIDE ST, 518 E BROAD
65 | S WASHINGTON AVE | 43215 | Active | L129445 | WILKINS | 375 | RP | 4.000 | 3646171 | Water riser room at northwest corner of building
65 | S WASHINGTON AVE | 43215 | Active | 11032270322 | AMES | 3000SS | DCDA | 6.000 | 3646172 | Water riser room at northwest corner of building
65 | S WASHINGTON AVE | 43215 | Active | 32677 | WATTS | 007M1PCQT | DC | 0.750 | 3646173 | Water riser room at northwest corner of building. Fire bypass.
65 | S WASHINGTON AVE | 43215 | LPS - Active |  |  |  | LST |  | 3657753 | FIRE BOOSTER PUMP - PUMP/MECH ROOM
12 | S WASHINGTON AVE | 43215-4733 | Active | 238012 | WATTS | LF009M3QT | RP | 0.750 | 3554306 | SOUTH WALL BASEMENT
390 | S WASHINGTON AVE | 43215-5542 | Active | 36201 | WATTS | 919 | RP | 2.000 | 3554315 | BASEMENT AT METER IN ALTERATIONS UNIT
185 | S WASHINGTON AVE | 43207 | Active | OK-0377 | AMES | COLT 300GV | DCDA | 6.000 | 3608228 | WATER ROOM... S/E CRN OF BUILDING
1854 | S WASHINGTON AVE | 43207 | Active | 36508 | AMES | 2000B | DC | 0.750 | 3609320 | WATER ROOM
1854 | S WASHINGTON AVE | 43207 | Not Required by DOW | 25890 | WATTS | 919AQT | RP | 2.000 | 3611473
1854 | S WASHINGTON AVE | 43207 | Active | OG-0106 | WATTS | 957 | RP | 3.000 | 3613333 | MECHANICAL ROOM
124 | S WASHINGTON AVE UNIT R | 43215-4733 | Active | 238056 | WATTS | LF009M3QT | RP | 0.750 | 3554307 | SOUTH WALL
113 | S WAVERLY ST | 43227-1932 | Removed | REM2793228 | WILKINS | 975XLBMS | RP | 1.000 | 54019 | BOILER ROOM - Johnson Park M.S.
1130 | S WAVERLY ST | 43227-1932 | In Review |  |  |  | RP |  | 3636799 | Johnson Park M.S.
880 | S WAYNE AVE | 43204-5819 | Due Install |  |  |  | RP | 3.000 | 3555219
455 | S WESTGATE AVE | 43204-1942 | Active | 22449 | WATTS | 919QT | RP | 2.000 | 3558396 | BASEMENT MECHANICAL ROOM SW CORNER
455 | S WESTGATE AVE | 43204-1942 | Not Required by DOW | 43275 | WATTS | 919QT | RP | 1.000 | 3605617 | BASEMENT BOILER ROOM
455 | S WESTGATE AVE | 43204-1942 | Active | 15543 | WATTS | 774DCDA | DCDA | 6.000 | 3605618 | HOT BOX OUTSIDE BUILDING SW OF BUILDING
455 | S WESTGATE AVE | 43204-1942 | Active | 21688 | WATTS | 007M1QT | DC | 0.750 | 3605619 | HOT BOX OUTSIDE BUILDING SW OF PROPERTY OUTSIDE
240 | S WESTMOOR AVE | 43204-2571 | Active | T386936 | WILKINS | 720A | PVB | 0.750 | 3558764 | FRONT CENTER RIGHT OF DOOR
417 | S WEYANT AVE UNIT A | 43213-2279 | Active | L17475 | WILKINS | 375 | RP | 4.000 | 63136 | BASEMENT BOYS LOCKER ROOM @ METER - Eastmoor H.S.
417 | S WEYANT AVE UNIT A | 43213-2279 | Not Required by DOW | 621638 | WATTS | 909QT | RP | 0.750 | 63137 | BOILER ROOM - Eatmoor H.S.
417 | S WEYANT AVE UNIT A | 43213-2279 | Not Required by DOW | 4374787 | WILKINS | 975 | RP | 2.000 | 3623294
107 | S WHEATLAND AVE | 43204-3268 | Active not linked | 4952165 | WILKINS | 975 | RP | 0.750 | 3560486 | IN HOT BOX @ METER
275 | S WILSON RD | 43228- | Active | 103639 | AMES | 4000SS | RP | 3.000 | 59206 | N HALLWAY MECH ROOM PHASE ONE - 300 OVERLOOK WAY
275 | S WILSON RD | 43228- | Active | 139928 | AMES | 2000SS | DC | 4.000 | 93263 | MECH ROOM PHASE II - 300 OVERSTREET WAY
275 | S WILSON RD | 43228- | Due Install |  |  |  | RP | 4.000 | 3638338
275 | S WILSON RD UNIT C | 43228 | Due Install |  |  |  | RP | 0.750 | 3622911 | WILSON ROAD PARK. METER IN HOTBOX OFF WILSON RD.
136 | S YALE AVE | 43222-1369 | NULL | [5 empty] | 3569288
647 | S YARONIA DR | 43214-3164 | Active | H025138 | FEBCO | 765 | PVB | 1.000 | 98007 | LEFT SIDE OF HOUSE
31 | S YEARLING RD | 43213- | Active | 4833913 | WILKINS | 975XL2 | RP | 1.000 | 59960 | EQUIPMENT ROOM ON WEST SIDE OF BLDG
11 | S YEARLING RD | 43213-1827 | Active | 151901 | WATTS | LF009M2QT | RP | 2.000 | 3569660 | MECH ROOM AT WATER METER
121 | S YEARLING RD | 43213-1828 | Active | W433327 | WILKINS | 975XL2 | RP | 0.750 | 3569663 | Head Quarters Beauty Salon - By Lavatory
131 | S YEARLING RD | 43213-1828 | Active | 4775686 | WILKINS | 975XL2 | RP | 1.000 | 3569665 | Utility Room
139 | S YEARLING RD | 43213-1828 | Active | ALA11754 | WILKINS | 975XL3 | RP | 0.500 | 3569667 | UTILITY CLOSET AT WATER METER BY HWT
173 | S YEARLING RD | 43213-1872 | Active | 4768899 | WILKINS | 975XL2 | RP | 1.000 | 3569672 | CENTER MECH/FURN ROOM AT WATER METER
360 | S YEARLING RD | 43213-1822 | Not Required by DOW | 303486 | WATTS | 909QT | RP | 0.750 | 61220 | IN FRONT AND ABOVE CHILLER
360 | S YEARLING RD | 43213-1822 | Not Required by DOW | 303496 | WATTS | 909QT | RP | 0.750 | 61221 | RIGHT SIDE ABOVE BOILER
360 | S YEARLING RD | 43213-1822 | Active | 4974416 | WILKINS | 975 | RP | 2.000 | 3632759 | BASEMENT SW CORNER AT WATER METER
365 | S YEARLING RD | 43213-1860 | Active | 61931 | WATTS | LF919QT | RP | 0.750 | 61369 | MECHANICAL ROOM ABOVE CHILLER (BOILER ROOM) - 4605 POTH RD
390 | S YEARLING RD | 43213-1876 | Active | 119548 | WATTS | 709 | DC | 4.000 | 62094 | BASEMENT MECHANICAL ROOM
390 | S YEARLING RD | 43213-1876 | Active | 344411 | WATTS | 909M2QT | RP | 2.000 | 62095 | BASEMENT SOUTH END MECH ROOM 2 DEVICE (RISER ROOM)
390 | S YEARLING RD | 43213-1876 | Active | 37375 | WATTS | 007M1 | DC | 0.750 | 62096 | BASEMENT MECHANICAL ROOM
441 | S YEARLING RD | 43213-1873 | Not Required by DOW | 24413 | WATTS | 719QT | DC | 0.750 | 63957 | NW MECH RM HWT ACROSS FROM KITCHEN LIMITED FIRE
441 | S YEARLING RD | 43213-1873 | Not Required by DOW | 111394 | WATTS | 007QT | DC | 0.750 | 63958 | MECH ROOM BEHIND SANCTUARY
441 | S YEARLING RD | 43213-1873 | Active | 92293 | WATTS | LF009M3QT | RP | 0.750 | 3615037 | S.E. MENS ROOM UNDER SINK COUNTER AT METER
470 | S YEARLING RD | 43213-2849 | Active | ALA22117 | WILKINS | 975 XL3 | RP | 0.750 | 3569726 | AT WATER METER BACK WALL.
474 | S YEARLING RD | 43213-2849 | Active | CFA6654 | WILKINS | 975 XL3 | RP | 0.750 | 3569727 | AT WATER METER BY SINK NOT IN BATROOMS
478 | S YEARLING RD | 43213-2849 | Active | CFA8771 | WILKINS | 975 XL3 | RP | 0.500 | 3569728 | AT WATER METER BEHIND FURNACE
482 | S YEARLING RD | 43213-2849 | Active | ALA36967 | WILKINS | 975XL | RP | 0.500 | 3569730
538 | S YEARLING RD | 43213-2849 | Active | 4705977 | WILKINS | 975XL | RP | 0.750 | 3569738 | LOWER LEVEL AT WATER METER
549 | S YEARLING RD | 43213-2850 | Due Install |  |  |  | RP | 0.750 | 3569739
560 | S YEARLING RD | 43213-2849 | Due Install | [5 empty] | 3569740
561 | S YEARLING RD | 43213-2894 | Active | W304518 | WILKINS | 975XL | RP | 1.000 | 92737 | Mechanical Room Rear @ Meter
577 | S YEARLING RD | 43213-2874 | Active | ABD6636 | WILKINS | 975XL2 | RP | 0.750 | 3569741 | IN BACK STORAGE RM WEST WALL IN IGA
579 | S YEARLING RD | 43213-2874 | Due Install |  |  |  | RP |  | 3569743
581 | S YEARLING RD | 43213-2874 | Due Install |  |  |  | RP |  | 3569744
583 | S YEARLING RD | 43213-2874 | Due Install |  |  |  | RP |  | 3569745
612 | S YEARLING RD | 43213-2862 | Active | ALA52183 | WILKINS | 975X13 | RP | 0.750 | 3569748 | AT METER
614 | S YEARLING RD | 43213-2862 | Active | 317678 | WATTS | LF009 | RP | 0.750 | 3569749 | IN RESTROOM
616 | S YEARLING RD | 43213-2862 | Active | ALA53067 | WILKINS | 975 | RP | 0.750 | 3569750
618 | S YEARLING RD | 43213-2862 | Active | ALA52312 | WILKINS | 975 | RP | 0.750 | 3569751
675 | S YEARLING RD | 43213-2800 | Active | N1112210105 | FEBCO | 856 | DCDA | 6.000 | 100762 | METER PIT AT STREET
675 | S YEARLING RD | 43213-2800 | Active | H017930 | FEBCO | 805YB | DC | 0.750 | 100763 | METER PIT
675 | S YEARLING RD | 43213-2800 | Active | N1112211147 | FEBCO | 860 | RP | 3.000 | 100764 | GREEN HOT BOX NORTH SIDE OF PROPERTY
675 | S YEARLING RD | 43213-2800 | Not Required by DOW | 3477420 | WILKINS | 975XL | RP | 0.750 | 3604326 | MECHANICAL ROOM
675 | S YEARLING RD | 43213-2800 | Not Required by DOW | 3553437 | WILKINS | 975XL | RP | 0.750 | 3604327 | AUX GYM BOILER ROOM
856 | S YEARLING RD | 43213-3056 | Due Install |  |  |  | RP |  | 3569783
441 | S YEARLING RD UNIT A | 43213-1873 | Active | 91782 | WATTS | LF009M3QT | RP | 0.750 | 3626229 | N.W. MOP SINK/HOT WATER TANK ROOM AT METER
783 | SABLE CT | 43016-9798 | Active | 516852 | WILKINS | 720A | PVB | 0.750 | 3522603 | LEFT SIDE
7400 | SAFELITE WAY | 43235-2762 | Not Required by DOW | 4889602 | WILKINS | 975XL2 | RP | 1.000 | 58179 | Penthouse - Mechanical Room by Stairs
7400 | SAFELITE WAY | 43235-2762 | Not Required by DOW | 3439936 | WILKINS | 975XL | RP | 0.750 | 58180 | Penthouse - Boiler Room / Ceiling
7400 | SAFELITE WAY | 43235-2762 | Not Required by DOW | 86651 | WATTS | 909M1QT | RP | 2.000 | 58181 | Basement - Fire Pump Room
7400 | SAFELITE WAY | 43235-2762 | Active | YF-0737 | AMES | 200 | DC | 8.000 | 3636971 | 7400 SAFELITE WAY -MECH/RISER ROOM AT WATER METER
7400 | SAFELITE WAY | 43235-2762 | LPS - Active |  |  |  | LPC |  | 3636973 | DOMESTIC PUMP - MECH/RISER ROOM (MAY USE 2400 FARMERS ADDRESS)
7400 | SAFELITE WAY | 43235-2762 | LPS - Active |  |  |  | LST |  | 3636974 | FIRE PUMP - MECH/RISER ROOM (MAY USE 2400 FARMERS ADDRESS)
7400 | SAFELITE WAY | 43235-2762 | Active | YH-0088 | AMES | 400 | RP | 4.000 | 3658204 | 7400 SAFELITE WAY -MECH/RISER ROOM AT WATER METER
6806 | SAGESTONE DR | 43016-6504 | Active | CB637560 | WILKINS | 720A | PVB | 0.750 | 103781 | Left Side
6813 | SAGESTONE DR | 43016-6502 | Active | T034348 | WILKINS | 720A | PVB | 0.750 | 100341 | FRONT LEFT SIDE CORNER
6814 | SAGESTONE DR | 43016-6504 | Active | G223341 | WILKINS | 720A | PVB | 0.750 | 95306 | RIGHT SIDE
6821 | SAGESTONE DR | 43016-6502 | Active | H599108 | FEBCO | 765 | PVB | 0.750 | 98813 | RIGHT SIDE
6822 | SAGESTONE DR | 43016-6504 | Active | G217150 | WILKINS | 720A | PVB | 0.750 | 97268 | RIGHT SIDE
6829 | SAGESTONE DR | 43016-6502 | Active | G204713 | WILKINS | 720A | PVB | 0.750 | 91654 | RIGHT SIDE OF HOUSE
6830 | SAGESTONE DR | 43016-6504 | Active | G169994 | WILKINS | 720A | PVB | 0.750 | 88783 | RIGHT SIDE OF HOUSE
6838 | SAGESTONE DR | 43016-6504 | Active | T188081 | WILKINS | 720A | PVB | 0.750 | 3607711 | LEFT SIDE
6845 | SAGESTONE DR | 43016-6502 | Active | 243476 | WATTS | 800M4FR | PVB | 0.750 | 70819 | LEFT SIDE OF HOUSE
6846 | SAGESTONE DR | 43016-6504 | Active | T074597 | WILKINS | 720A | PVB | 0.750 | 87910 | RIGHT SIDE OF HOUSE
6854 | SAGESTONE DR | 43016-6504 | Active | F136643 | WILKINS | 720A | PVB | 0.750 | 99982 | RIGHT SIDE
6862 | SAGESTONE DR | 43016-6506 | Active | A133503 | WILKINS | 720A | PVB | 0.750 | 88573 | LEFT SIDE OF HOUSE
6870 | SAGESTONE DR | 43016 | Active | G086276 | WILKINS | 720A | PVB | 0.750 | 88609 | RIGHT SIDE OF HOUSE
6878 | SAGESTONE DR | 43016 | Replaced | REPT135487 | WILKINS | 720A | PVB | 0.750 | 102992 | REPLACED- RIGHT FRONT
6878 | SAGESTONE DR | 43016 | Active | CB078676 | WILKINS | 720A | PVB | 0.750 | 3610218 | RIGHT FRONT
6886 | SAGESTONE DR | 43016-6509 | Active | G037806 | WILKINS | 720A | PVB | 0.750 | 89411 | LEFT SIDE OF HOUSE
6902 | SAGESTONE DR | 43016-6517 | Active | H514880 | FEBCO | 765 | PVB | 0.750 | 96515 | LEFT SIDE OF HOUSE
3401 | SAINT CHARLES LN | 43026-5736 | Active | H493633 | FEBCO | 765 | PVB | 1.000 | 95194 | LEFT SIDE OF HOUSE
3402 | SAINT CHARLES LN | 43026-5735 | Active | H323169 | FEBCO | 765 | PVB | 0.750 | 91574 | RIGHT SIDE OF HOUSE
3407 | SAINT CHARLES LN | 43026-5736 | Active | T265051 | WILKINS | 720A | PVB | 0.750 | 91719 | outside on right side of house
3408 | SAINT CHARLES LN | 43026 | Active | G217029 | WILKINS | 720A | PVB | 0.750 | 96925 | RIGHT SIDE OF HOUSE
3413 | SAINT CHARLES LN | 43026-5736 | Active | 064649 | WATTS | LF800M4QT | PVB | 0.750 | 3597206 | LEFT REAR
3424 | SAINT CHARLES LN | 43026-5735 | Active | CB198369 | WILKINS | 720A | PVB | 0.750 | 96171 | LEFT SIDE
2763 | SALEM HILLS CT | 43147-9517 | Active | 18455 | FEBCO | 765 | PVB | 1.000 | 59231 | LEFT SIDE OF HOUSE
2772 | SALEM HILLS CT | 43147-9517 | Active | AD4960 | FEBCO | 765 | PVB | 0.750 | 59264 | RIGHT SIDE OF HOUSE
1184 | SALING DR | 43229-5156 | Active | 044104 | WATTS | LF800M4 | PVB | 1.000 | 3523208 | LEFT SIDE OF HOUSE
707 | SALISBURY RD | 43204-2449 | Replaced | REP509267 | WATTS | 800QT | PVB | 1.000 | 71363 | REPLACED- BACK OF BLDG
707 | SALISBURY RD | 43204-2449 | In Review |  |  |  | RP | 4.000 | 3640930 | BOILER ROOM
899 | SALTCOATS CT | 43017-9412 | Active | H528923 | FEBCO | 765 | PVB | 0.750 | 98307 | RIGHT REAR OF HOUSE
5730 | SALTZGABER RD | 43125 | Active | 168842 | WATTS | LF009M2QT | RP | 2.000 | 3650233 | PUMP ROOM SOUTH SIDE OF BUILDING
5730 | SALTZGABER RD | 43125 | Active | UJ-0495 | AMES | 500-GV | RPDA | 8.000 | 3650234 | RISER ROOM S SIDE OF BUILDING
5730 | SALTZGABER RD | 43125 | Active | 87633 | WATTS | LF919QT | RP | 0.750 | 3650235 | RISER ROOM S SIDE OF BUILDING
5730 | SALTZGABER RD | 43125 | LPS - Active |  |  |  | LST |  | 3650236 | FIRE PUMP - NORTHWEST CORNER OF BUILDING
5830 | SALTZGABER RD | 43125 | Active | ACG6986 | WILKINS | 975XL | RP | 2.000 | 3652150 | RISER ROOM N SIDE
5830 | SALTZGABER RD | 43125 | Active | VE-0433 | AMES | 500-GV | RPDA | 8.000 | 3652151 | RISER ROOM N SIDE
5830 | SALTZGABER RD | 43125 | Active | 90513 | WATTS | LF919QT | RP | 0.750 | 3652153 | RISER ROOM N SIDE
5830 | SALTZGABER RD | 43125 | LPS - Active |  |  |  | LST |  | 3652358 | RISER ROOM N SIDE
5908 | SALTZGABER RD | 43125 | Active | 094973 | WATTS | LF009M2Q | RP | 1.500 | 3650188 | HOTBOX - METER AND BF FOR FLUSHING DEVICE
5908 | SALTZGABER RD | 43125 | Active | AG590 |  |  | AG | 3.000 | 3650194 | NEXT TO HOT BOX - DISCHARGE PIPE
1911 | SAMADA AVE | 43085-3471 | Active | 320766 | WILKINS | 375 | RP | 0.750 | 56607 | LAUNDRY ROOM AT METER
1928 | SAMADA DR | 43085-3471 | Active | 94675 | WILKINS | 975 | RP | 0.750 | 56658 | IN BASEMENT AT WATER METER
7785 | SAMBERLY RD | 43016-9539 | NULL | [5 empty] | 3630057
194 | SANBRIDGE CIR | 43085-3552 | Active | CB618657 | WILKINS | 720-A | PVB | 0.750 | 3523489
781 | SANBROOKE RD | 43016-9086 | Active | CAB79178 | WILKINS | 720A | PVB | 0.750 | 3523523 | LEFT SIDE OF HOUSE
129 | SANCTUARY CT | 43235-4640 | Active | T057601 | WILKINS | 720A | PVB | 0.750 | 54536 | RIGHT SIDE OF HOUSE
136 | SANCTUARY CT | 43235-4640 | Active | T374490 | WILKINS | 720A | PVB | 1.000 | 54792 | FRONT OF HOUSE, BEHIND BUSHES, LEFT OF PORCH
145 | SANCTUARY CT | 43235-4640 | Removed | 877123REM | WATTS | 800 | PVB | 1.000 | 55048 | FRONT RIGHT OF ENTRY - OUTSIDE
820 | SANCTUARY DR | 43235-4637 | Active | 102331 | WATTS | 800M4QT | PVB | 0.750 | 94513 | left side by front door
8222 | SANCTUARY DR | 43235-4639 | Active | 56457 | FEBCO | 765 | PVB | 1.000 | 94514 | LEFT SIDE BY GAS
8229 | SANCTUARY DR | 43235-4638 | Active | HA48151 | FEBCO | 765 | PVB | 1.000 | 73568 | SOUTH SIDE FRONT CORNER OF HOUSE--BY METER REMOTE
8245 | SANCTUARY DR | 43235-4638 | Active | CB112314 | WILKINS | 720A | PVB | 1.000 | 73594 | RIGHTSIDE
8261 | SANCTUARY DR | 43235-4638 | Replaced | REP12794 | WATTS | 909QT | RP | 1.000 | 92855 | REPLACED- LEFT SIDE OF HOUSE BEHIND AC
8261 | SANCTUARY DR | 43235-4638 | Active | J100888 | FEBCO | 825Y | RP | 1.000 | 3609952 | LEFT SIDE OF HOUSE BEHIND AC
3608 | SANCTUARY LOOP | 43026 | Active | CB636966 | WILKINS | 720A | PVB | 0.750 | 3616504 | RIGHT SIDE
3619 | SANCTUARY LOOP | 43026 | Active | CB333231 | WILKINS | 720A | PVB | 0.750 | 3617015 | RIGHT SIDE OF HOUSE
3623 | SANCTUARY LOOP | 43026 | Active | T385437 | WILKINS | 720A | PVB | 0.750 | 3641365 | rRIGHT FRONT
3627 | SANCTUARY LOOP | 43026 | Active | CB986917 | WILKINS | 720A | PVB | 0.750 | 3639131 | LEFT SIDE OF HOUSE
3644 | SANCTUARY LOOP | 43026 | Active | EAC0690 | WILKINS | 720A | PVB | 0.750 | 3649638 | RIGHT SIDE OF HOUSE
3648 | SANCTUARY LOOP | 43026 | Active | T386981 | WILKINS | 720A | PVB | 0.750 | 3633847 | RIGHT SIDE OF HOUSE
3652 | SANCTUARY LOOP | 43026 | Active | T340268 | WILKINS | 720A | PVB | 0.750 | 3641368 | LEFT SIDE OF HOUSE
3656 | SANCTUARY LOOP | 43026 | Active | T308337 | WILKINS | 720A | PVB | 0.750 | 3626196 | LEFT SIDE OF HOUSE
3660 | SANCTUARY LOOP | 43026 | Active | CB597720 | WILKINS | 720A | PVB | 0.750 | 3638446 | RIGHT SIDE
3667 | SANCTUARY LOOP | 43026 | Active | T308544 | WILKINS | 720A | PVB | 0.750 | 3628262
3668 | SANCTUARY LOOP | 43026 | Active | T308649 | WILKINS | 720A | PVB | 0.750 | 3625133 | LEFT SIDE OF HOUSE
3671 | SANCTUARY LOOP | 43026 | Active | CB655386 | WILKINS | 720A | PVB | 0.750 | 3639130 | LEFT SIDE OF HOUSE
3672 | SANCTUARY LOOP | 43026 | Active | CB601578 | WILKINS | 720A | PVB | 0.750 | 3633462 | LEFT SIDE
3675 | SANCTUARY LOOP | 43026 | Active | CB602760 | WILKINS | 720A | PVB | 0.750 | 3625039 | RIGHT SIDE OF HOUSE
3676 | SANCTUARY LOOP | 43026 | Active | T366493 | WILKINS | 720A | PVB | 0.750 | 3646463 | RIGHT SIDE OF HOUSE
3679 | SANCTUARY LOOP | 43026 | Active | CB203608 | WILKINS | 720 | PVB | 0.750 | 3624866 | RIGHT
3683 | SANCTUARY LOOP | 43026 | Active | CB440325 | WILKINS | 720A | PVB | 0.750 | 3632944 | RIGHT SIDE OF HOUSE
3691 | SANCTUARY LOOP | 43026 | Active | T410780 | WILKINS | 720A | PVB | 0.750 | 3649391 | RIGHT SIDE OF HOUSE
3692 | SANCTUARY LOOP | 43026 | Active | CB597834 | WILKINS | 720A | PVB | 0.750 | 3636160 | LEFT SIDE OF HOUSE
3716 | SANCTUARY LOOP | 43026 | Active | CAF429 | WILKINS | 710 | PVB | 0.750 | 3652653 | LEFT SIDE OF HOUSE
3727 | SANCTUARY LOOP | 43026 | Active | T411273 | WILKINS | 720A | PVB | 0.750 | 3624374
3731 | SANCTUARY LOOP | 43026 | Active | CB637053 | WILKINS | 720A | PVB | 0.750 | 3626601 | LEFT SIDE OF HOUSE
3735 | SANCTUARY LOOP | 43026 | Active | T339407 | WILKINS | 720A | PVB | 0.750 | 3624741 | LEFTSIDE OF HOUSE
3739 | SANCTUARY LOOP | 43026 | Active | CB637023 | WILKINS | 720A | PVB | 0.750 | 3619832 | RIGHT SIDE
3740 | SANCTUARY LOOP | 43026 | Active | T410659 | WILKINS | 720A | PVB | 0.750 | 3622775 | RIGHT SIDE OF HOUSE
3743 | SANCTUARY LOOP | 43026 | Active | T393194 | WILKINS | 720A | PVB | 0.750 | 3647161 | LEFT FRONT
3744 | SANCTUARY LOOP | 43026 | Active | CB867187 | WILKINS | 720A | PVB | 0.750 | 3618688 | RIGHT CENTER
3751 | SANCTUARY LOOP | 43026 | Active | 1303338 | WILKINS | 720A | PVB | 0.750 | 3623114 | RIGHT SIDE OF HOUSE
3751 | SANCTUARY LOOP | 43026 | Removed | REM24234 | WATTS | 009 | PVB | 0.750 | 3655435 | RIGHT SIDE OF HOUSE
3752 | SANCTUARY LOOP | 43026 | Active | CB316359 | WILKINS | 720A | PVB | 0.750 | 3620064 | RIGHT SIDE OF HOUSE
3684 | SANCTUARY LOOP DR | 43026 | Active | CB636990 | WILKINS | 720A | PVB | 0.750 | 3646329 | RIGHT SIDE
8491 | SANCUS BL | 43081- | Active | 2280819 | WILKINS | 975XLBMS | RP | 1.500 | 91953 | Stock Room at Closet
8594 | SANCUS BL | 43240-2015 | Active | 91744 | WATTS | LF919QT | RP | 0.750 | 3579417 | 8594 SIDE MIDDLE CLOSET (DBLE DOORS) BY RESTRROOMS AT WATER METER
8639 | SANCUS BL | 43240-4052 | Active | 103767 | WATTS | 009M2QT | RP | 1.500 | 74134 | BACK OF BUILDING IN WATER METER ROOM
8639 | SANCUS BL | 43240-4052 | Not Required by DOW | W402880 | WILKINS | 975 X | RP | 0.500 | 74135 | BY ICE MACHINE
8639 | SANCUS BL | 43240-4052 | Active | N13447 | WILKINS | 350 | DCDA | 8.000 | 74136 | SPRINKLER VALVE ROOM
8639 | SANCUS BL | 43240-4052 | Active | W130323 | WILKINS | 950 | DC | 0.750 | 74137 | 8639 SANCUS BLVD SPRINKLER ROOM
8639 | SANCUS BL | 43240-4052 | Replaced | REPW143168 | WATTS | 919QT | RP | 1.000 | 74138 | REPLACED- RISER ROOM REAR 8639
8639 | SANCUS BL | 43240-4052 | Removed | W175372REM | WILKINS | 975XLBMS | RP | 0.750 | 88802 | IN BOILER ROOM 8655 REMOVED
8639 | SANCUS BL | 43240-4052 | Not Required by DOW | 19250 | WATTS | 919AQT | RP | 0.750 | 103370 | 8627 SANCUS BLVD, BACK OF COMPLEX IN DOOR MARKED 8639 RISER ROOM
8639 | SANCUS BL | 43240-4052 | Not Required by DOW | 90884 | WATTS | 919QT | RP | 1.000 | 3611964 | RISER ROOM REAR 8639
8749 | SANCUS BL | 43240 | Active | W069377 | WILKINS | 975XLBMS | RP | 1.500 | 74244 | MECH ROOM ON N SIDE OF BUILDING
8749 | SANCUS BL | 43240 | Not Required by DOW | W074909 | WILKINS | 975XLBMS | RP | 1.000 | 74245 | MECH RM REAR OF BLDG IN NEXTEL
8760 | SANCUS BL | 43240 | Active | 83820 | WILKINS | 375 | RP | 3.000 | 3604248 | BACK RIGHT IN MECH ROOM OUTSIDE DR AT WTR METER LOCK BOX FOR KEY
8760 | SANCUS BL | 43240 | Active | 1815180513 | AMES | 3000SS | DCDA | 6.000 | 3605644 | SILVER H/BOX BY DUMPSTRS & PVT HYD BEHIND BLDG 8736 DOOR
8760 | SANCUS BL | 43240 | Active | 159651 | WATTS | 007M3-FP | DC | 0.750 | 3605645 | HOT BOX BEHIND STORE FRONTS NE CORNER
8760 | SANCUS BL | 43240 | Not Required by DOW | 3732063 | WILKINS | 975XL | RP | 1.000 | 3605646 | IN MECHANICAL ROOM
7340 | SANCUS BLVD | 43085-1512 | Active | 085712 | WATTS | LF009M2QT | RP | 1.500 | 72046 | INSIDE SOUTH END OF WALL
7340 | SANCUS BLVD | 43085-1512 | Active | XA-0837 | AMES | COLT 300BF | DCDA | 8.000 | 3633617 | METER IN PIT SANCUS WSP2200
7340 | SANCUS BLVD | 43085-1512 | Active | 72390 | AMES | 2000B | DC | 0.750 | 3654625 | METER IN PIT SANCUS WSP2200
7525 | SANCUS BLVD | 43085-4737 | Not Required by DOW | 392638 | WATTS | 909QT | RP | 1.000 | 72175 | UNDER KITCHEN SINK NW CORNER
7525 | SANCUS BLVD | 43085-4737 | Not Required by DOW | 219861 | WATTS | LF009M2QT | RP | 1.000 | 72176 | CAR WASH MECHANICAL ROOM
7525 | SANCUS BLVD | 43085-4737 | Active | 139645 | WATTS | LF009M2QT | RP | 1.500 | 3638039 | UNDER KITCHEN SINK
8118 | SANCUS BLVD | 43081 | Active | 124736 | WATTS | LF0092QT | RP | 2.000 | 3638940 | MECH ROOM AT METER
8118 | SANCUS BLVD | 43081 | Active | 14313 | WILKINS | 350 | DCDA | 4.000 | 3641424 | MECH ROOM AT METER
8118 | SANCUS BLVD | 43081 | Active | HC24436 | WILKINS | 950XLD | DC | 0.750 | 3641426 | MECH ROOM AT METER
8140 | SANCUS BLVD | 43081 | Not Required by DOW | 589191 | WATTS | 909QT | RP | 0.750 | 87880 | BOILER ROOM EAST SIDE OF BLDG RM 111
8140 | SANCUS BLVD | 43081 | Active | 176308 | WATTS | 909QTFDA | RP | 3.000 | 88142 | BOILER ROOM EAST SIDE OF BLDG RM 111 REC CENTER REAR BLDG
8140 | SANCUS BLVD | 43081 | Active | 1366930904 | AMES | 3000SS | DCDA | 6.000 | 88481 | IN METER PIT NORTH OF MAIN DRIVE 30 FOOT EAST OF SANCUS0
8140 | SANCUS BLVD | 43081 | Active | 62672 | WATTS | 007M1PCQT | DC | 0.750 | 88482 | IN METER PIT NORTH OF MAIN DRIVE 30FEET EAST OF SANCUS
8260 | SANCUS BLVD | 43081-7507 | Not Required by DOW | 98075 | WATTS | 009M1QT | RP | 2.000 | 73627 | BOILER ROOM
8260 | SANCUS BLVD | 43081-7507 | Active | 98079 | WATTS | 009QT | RP | 2.000 | 73628 | BOILER ROOM
8295 | SANCUS BLVD | 43081 | Active | 286616 | WATTS | LF009M2QT | RP | 1.000 | 3654539 | SOUTH EAST CORNER OF BLDG IN CLOSET
8303 | SANCUS BLVD | 43081-7508 | Active | F022363 | WILKINS | 720A | PVB | 0.750 | 73691 | WESTSIDE OF BUILDING OUTSIDE
8303 | SANCUS BLVD | 43081-7508 | Active | 44813 | WATTS | 919ZQT | RP | 0.750 | 103249 | by 3 COMP SINK AT METER
8310 | SANCUS BLVD | 43081 | Active | 73603 | WATTS | 009M2QT | RP | 1.500 | 73695 | IN 8310 UNIT BACK CENTER-BATHROOM AT WATER METER SWAN CLEANRS
8310 | SANCUS BLVD | 43081 | Not Required by DOW | A04093 | WATTS | 009PCQT | RP | 0.500 | 90458 | BOILER ROOM
8310 | SANCUS BLVD | 43081 | Not Required by DOW | 178792 | WATTS | U009PCQT | RP | 0.500 | 90459 | IN 8310 MIDDLE OF BLDG.SOUTH WALL
8338 | SANCUS BLVD | 43240 | Not Required by DOW | 2989672 | WILKINS | 975XL2 | RP | 0.750 | 98989 | MECHANICAL ROOM
8338 | SANCUS BLVD | 43240 | Active | 3288075 | WILKINS | 975XL2 | RP | 1.000 | 98990 | MECHANICAL ROOM/BATHROOM
8338 | SANCUS BLVD | 43240 | Not Required by DOW | 336338 | WATTS | 800M4FR | PVB | 0.750 | 100358 | EMPLOYEE BATHROOM
8350 | SANCUS BLVD | 43240-2015 | Active | 94673 | WILKINS | 975 | RP | 0.750 | 73747 | GARAGE AREA BY WATER METER under counter
8353 | SANCUS BLVD | 43240-2115 | Active | 112584 | WATTS | 009M2QT | RP | 1.50 | 73750 | MECH ROOM AT WATER METER
8353 | SANCUS BLVD | 43240-2115 | Not Required by DOW | 471726 | WATTS | 800M4QT | PVB | 1.000 | 73751 | OUTSIDE NORTH WALL CENTER
8475 | SANCUS BLVD | 43240 | Not Required by DOW | 255020 | WATTS | 009QT | RP | 1.000 | 73896 | MECHANICAL ROOM AT WATER METER
8475 | SANCUS BLVD | 43240 | Active | N15633 | WILKINS | 350 | DCDA | 8.000 | 73897 | REAR OF BUILDING MECH ROOM
8475 | SANCUS BLVD | 43240 | Active | W051340 | WILKINS | 975XLBMS | RP | 2.000 | 73898 | 8473 SANCUS BLVD, MECHANICAL ROOM BACK OF BUILDING
8475 | SANCUS BLVD | 43240 | Active | W149496 | WILKINS | 950XL | DC | 0.750 | 73899 | REAR OF BUILDING-MECH ROOM
8475 | SANCUS BLVD | 43240 | Not Required by DOW | 43564 | WATTS | 919AQT | RP | 0.750 | 103472 | 8489 SANCUS BLVD, SPRAY BOOTH, @ MOP SINK
8475 | SANCUS BLVD | 43240 | Not Required by DOW | 42909 | WATTS | 919AQT | RP | 0.750 | 103473 | 8489 SANCUS BLVD, SPRAY BOOTH, @ MOP SINK
8475 | SANCUS BLVD | 43240 | Not Required by DOW | 43571 | WATTS | 919AQT | RP | 0.750 | 103474 | 8489 SANCUS BLVD @ MOP SINK
8475 | SANCUS BLVD | 43240 | Not Required by DOW | B093821 | WILKINS | 375XL | RP | 0.750 | 3623255 | REAR OF BUILDING ABOVE MOP SINK
8555 | SANCUS BLVD | 43240 | Active | 321744 | WATTS | LF009M2QT | RP | 1.000 | 3656935 | EAST SIDE OF BLDG IN BAYS
8588 | SANCUS BLVD | 43240 | Active | UC-2248 | WATTS | 957 | RP | 4.000 | 3647066
8588 | SANCUS BLVD | 43240 | Active | TH-0779 | AMES | 300-GV | DCDA | 8.000 | 3647067
8588 | SANCUS BLVD | 43240 | Active | 57656 | AMES | 2000BM3 | DC | 0.750 | 3647068
8591 | SANCUS BLVD | 43240-4046 | Active | 256112 | WATTS | 909M1QT | RP | 1.500 | 88063 | MECH ROOM AT METER
8591 | SANCUS BLVD | 43240-4046 | Active | 142190 | WATTS | 007M1QT | DC | 2.000 | 88140 | MECH ROOM AT METER
8600 | SANCUS BLVD | 43240 | Active | ACK7560 | WILKINS | 975XL2 | RP | 2.000 | 3656762 | IN RISER ROOM AT WATER METER N/W CORNER OF BLDG
8600 | SANCUS BLVD | 43240 | Active | 36149B | WILKINS | 350ASTDA | DCDA | 4.000 | 3656763 | RISER ROOM N/W CORNER OF BLDG
8600 | SANCUS BLVD | 43240 | Active | HC70794 | WILKINS | 950XLD | DC | 0.750 | 3656764 | RISER ROOM N/W CORNER OF BLDG
8665 | SANCUS BLVD | 43240-4052 | Active | 106850 | WATTS | 009QT | RP | 1.500 | 74166 | MECH ROOM
8665 | SANCUS BLVD | 43240-4052 | Active | 1332400404 | AMES | 3000 | DCDA | 4.000 | 74167 | RISER ROOM BACK OF BUILDING
8665 | SANCUS BLVD | 43240-4052 | Active | 37669 | AMES | 2000B | DC | 0.750 | 74168 | RISER ROOM BACK OF BUILDING
8685 | SANCUS BLVD | 43240 | Active | 22775 | WATTS | 919AQT | RP | 1.000 | 99419 | IN WATER METER ROOM AT WATER METER
8701 | SANCUS BLVD | 43240 | Active | 83962 | WATTS | 009QT | RP | 1.500 | 74201 | MECH ROOM
8711 | SANCUS BLVD | 43240-2016 | Active | 81000 | WATTS | 009M1PCQT | RP | 1.500 | 74215 | IN REAR OF KITCHEN
8711 | SANCUS BLVD | 43240-2016 | Active | 80116 | WATTS | 009M2QT | RP | 1.500 | 87209 | 8711 REAR OF KITCHEN BY WATER METER ABOVE OTHER BFP
8733 | SANCUS BLVD | 43240-2016 | Active | 1224040702 | AMES | 3000 | DCDA | 4.000 | 74232 | mech rm outside west center of building
8733 | SANCUS BLVD | 43240-2016 | Active | 014007 | WATTS | 800M4QT | PVB | 1.500 | 74233 | MIDDLE REAR MECH ROOM
8733 | SANCUS BLVD | 43240-2016 | Active | 193206 | WATTS | 009QT | RP | 2.000 | 74234 | MIDDLE REAR MECH ROOM
8733 | SANCUS BLVD | 43240-2016 | Active | 23876 | AMES | 2000B | DC | 0.750 | 74235 | ROOM IN THE BACK WEST SIDE OF THE BUILDING
8787 | SANCUS BLVD | 43240-2016 | Active | J101759 | FEBCO | 825Y | RP | 0.750 | 74287 | WATER METER ROOM
8787 | SANCUS BLVD | 43240-2016 | Active | J129714 | FEBCO | 825Y | RP | 1.250 | 74288 | WATER METER ROOM
8787 | SANCUS BLVD | 43240-2016 | Active | W069369 | WILKINS | 975XL | RP | 1.500 | 74289 | WATER METER ROOM
5461 | SANDALWOOD BLVD | 43229-4413 | Active | 193529 | WATTS | LF009M3QT | RP | 0.750 | 66952 | MENS RM WALL BEHIND PANEL L OF TOILET CARRYOUT
5475 | SANDALWOOD BLVD | 43229-4413 | Active | 577259 | WILKINS | 975 | RP | 1.000 | 66975 | WOMENS RESTROOM AT WATER METER
5535 | SANDALWOOD BLVD | 43229-4476 | Removed | 92755REM | WATTS | 909QT | RP | 1.000 | 67198 | REMOVED - BOILER ROOM--FOREST PARK E.S.
5535 | SANDALWOOD BLVD | 43229-4476 | Due Install |  |  |  | RP | 3.000 | 3635640 | AT METER
5794 | SANDALWOOD BLVD | 43229-3421 | Active | CB867445 | WILKINS | 720 | PVB | 0.750 | 3523658 | LEFT SIDE OF HOUSE
5459 | SANDALWOOD BLVD UNIT A | 43229-4452 | Due Install |  |  |  | RP |  | 3523592
5459 | SANDALWOOD BLVD UNIT B | 43229-4452 | Due Install |  |  |  | RP |  | 3523593
5459 | SANDALWOOD BLVD UNIT C | 43229-4452 | Due Install |  |  |  | RP |  | 3523594
5459 | SANDALWOOD BLVD UNIT D | 43229-4452 | Due Install |  |  |  | RP |  | 3523591
1640 | SANDALWOOD PL | 43229-3640 | Active | 89077 | WATTS | LF919QT | RP | 0.750 | 101234 | PPOOL CHEMICAL ROOM
1640 | SANDALWOOD PL | 43229-3640 | Due Install |  |  |  | RP | 3.000 | 3650444 | POOL CHEMICAL ROOM
1667 | SANDALWOOD PL | 43229-3639 | Active | 4849802 | WILKINS | 975 | RP | 0.750 | 3523696 | BASEMENT AT METER
2065 | SANDOVER CT | 43220-3072 | Active | H356478 | FEBCO | 765 | PVB | 1.000 | 57143 | FRONT OF HOUSE
2073 | SANDOVER CT | 43220-3072 | Active | HI40104 | FEBCO | 765 | PVB | 1.000 | 57152 | RIGHT HAND SIDE
2074 | SANDOVER CT | 43220-3071 | Active | H461357 | FEBCO | 765 | PVB | 0.750 | 91789 | RIGHT SIDE OF HOUSE
2081 | SANDOVER CT | 43220-3072 | Active | T443476 | WILKINS | 720A | PVB | 0.750 | 57172 | RIGHT SIDE OF HOUSE PAST GARAGE
2082 | SANDOVER CT | 43220-3071 | Active | G025488 | WILKINS | 720A | PVB | 1.000 | 91778 | LEFT SIDE
2093 | SANDOVER CT | 43220-3072 | Active | A047767 | WILKINS | 720A | PVB | 0.750 | 57194 | LEFT SIDE REAR BY A/C UNITS
2096 | SANDOVER CT | 43220-3071 | Active | CB600800 | WILKINS | 720A | PVB | 0.750 | 103043 | RIGHT SIDE
2112 | SANDOVER CT | 43220-3071 | Active | HB20896 | FEBCO | 765 | PVB | 1.000 | 57335 | FRONT RIGHT OF DOOR
2119 | SANDOVER CT | 43220-3072 | Active | A16808 | WATTS | 009M2QT | RP | 0.750 | 89474 | IN BASEMENT BY ELEVATOR
2126 | SANDOVER CT | 43220-3071 | Active | 260278 | WATTS | 800M4QT | PVB | 0.750 | 57385 | OUTSIDE
2133 | SANDOVER CT | 43220-3072 | Active | T197228 | WILKINS | 720A | PVB | 0.750 | 57407 | REAR OF HOUSE
2138 | SANDOVER CT | 43220-3071 | Active | 504028 | WATTS | 800M4QT | PVB | 1.000 | 57412 | RIGHT SIDE OF HOUSE
2192 | SANDOVER RD | 43220-2900 | Active | Hj25222 | FEBCO | 765 | PVB | 1.000 | 57562 | SOUTHWEST CORNER OUTSIDE
2235 | SANDOVER RD | 43220-2919 | Active | HC80457 | FEBCO | 765 | PVB | 0.750 | 102699 | FRONT OF HOUSE
2236 | SANDOVER RD | 43220-2920 | Active | F10465 | FEBCO | 765 | PVB | 1.000 | 94515 | LEFT SIDE
2270 | SANDOVER RD | 43220-2920 | Active | CB113814 | WILKINS | 720A | PVB | 0.750 | 3523890 | LEFT SIDE
2280 | SANDOVER RD | 43220-2920 | Active | G246861 | WILKINS | 720A | PVB | 0.750 | 98957 | FRONT LEFT SIDE OF HOME OUTSIDE
2290 | SANDOVER RD | 43220-2920 | Active | G246979 | WILKINS | 720A | PVB | 0.750 | 98915 | FRONT LEFT OF HOME
2350 | SANDOVER RD | 43220-2922 | Active | 880061 | WILKINS | 720A | PVB | 1.000 | 58042 | EAST SIDE OF HSE
2385 | SANDOVER RD | 43220-2844 | Active | CB269747 | WILKINS | 720A | PVB | 1.000 | 92019 | LEFT SIDE
2404 | SANDOVER RD | 43220-2924 | Active | H178639 | FEBCO | 765 | PVB | 0.750 | 94516 | BACK OF HOUSE
2449 | SANDOVER RD | 43220-2844 | Active | EAF5549 | WILKINS | 720A | PVB | 1.000 | 58314 | NORTH FRONT CORNER -- SERIAL # AEO884
2480 | SANDOVER RD | 43220-2845 | Active | CAB06716 | WILKINS | 720A | PVB | 1.000 | 58424 | REAR OF HOUSE
2500 | SANDOVER RD | 43220-2847 | Active | H184857 | FEBCO | 765 | PVB | 1.000 | 58499 | LT OF FRT DOOR
2545 | SANDOVER RD | 43220-2848 | Active | H099112 | FEBCO | 765 | PVB | 1.000 | 87092 | REAR OF HOUSE
2564 | SANDOVER RD | 43220-2849 | Active | 45585 | WATTS | 800QT | PVB | 0.750 | 58642 | FIRST RIGHT OF DOOR
2565 | SANDOVER RD | 43220-2848 | Active | 266500 | WATTS | 800M4QT | PVB | 1.000 | 58644 | NE CORNER OUTSIDE CORNER
2601 | SANDOVER RD | 43220-2867 | Active | 487069 | RAINBIRD | 100 | PVB | 1.000 | 58726 | REAR WEST CORNER OF HOUSE BACK
2610 | SANDOVER RD | 43220-2869 | Active | H178635 | FEBCO | 765 | PVB | 0.750 | 58759 | LEFT SIDE OF HOUSE
2621 | SANDOVER RD | 43220-2867 | Active | HD0507 | FEBCO | 765 | PVB | 1.000 | 58790 | FRONT OF HOUSE
2626 | SANDOVER RD | 43220-2869 | Active | T252062 | WILKINS | 720A | PVB | 1.000 | 58812 | WEST SIDE OUTSIDE
2636 | SANDOVER RD | 43220-2870 | Removed | 36698REM | WATTS | 919AQT | RP | 1.000 | 95621 | REMOVED-NEXT TO WATER METER
2636 | SANDOVER RD | 43220-2870 | Active | CB451957 | WILKINS | 720A | PVB | 1.000 | 3605909 | EAST REAR OF HOUSE
2641 | SANDOVER RD | 43220-2868 | Active | T293630 | WILKINS | 720A | PVB | 0.750 | 3523907 | RIGHT SIDE OF HOUSE
2650 | SANDOVER RD | 43220-2870 | Active | T083082 | WILKINS | 720A | PVB | 0.750 | 58891 | FRONT EAST CORNER
2655 | SANDOVER RD | 43220-2868 | Replaced | REP4040 | WATTS | 800QT | PVB | 1.000 | 58903 | REPLACED- RIGHT SIDE OF HOUSE BY A/C
2655 | SANDOVER RD | 43220-2868 | Active | T189353 | WILKINS | 720A | PVB | 1.000 | 3611308 | RIGHT SIDE OF HOUSE BY A/C
2666 | SANDOVER RD | 43220-2870 | Active | C68589 | APOLLO/CONBRACO | PVB4A | PVB | 1.000 | 58926 | FRONT RIGHT OF FRONT DOOR
2667 | SANDOVER RD | 43220-2868 | Active | HD5745 | FEBCO | 765 | PVB | 1.000 | 58928 | LEFT REAR
2680 | SANDOVER RD | 43220-2870 | Active | CB179872 | Wilkins | 720A | PVB | 1.000 | 58955 | FRONT OF HOUSE
2695 | SANDOVER RD | 43220-2868 | Active | G204825 | WILKINS | 720A | PVB | 0.750 | 58972 | FRONT OF HOUSE
2696 | SANDOVER RD | 43220-2870 | Active | 902633 | WILKINS | 720A | PVB | 0.750 | 58973 | SW CORNER OF HOUSE
5101 | SANDPIPER CT | 43123-8077 | Active | H275745 | FEBCO | 765 | PVB | 0.750 | 86985 | RIGHT SIDE OF HOUSE
5113 | SANDPIPER CT | 43123-8077 | Active | G043898 | WILKINS | 720A | PVB | 0.750 | 91355 | LEFT SIDE
5137 | SANDPIPER CT | 43123-8077 | Active | H08858 | FEBCO | 860 | RP | 0.750 | 66110 | IN THE BASEMENT
2145 | SANDSTON RD | 43220-5404 | Active | T361569 | WILKINS | 720A | PVB | 1.000 | 94517 | RIGHT SIDE
2194 | SANDSTON RD | 43220-5403 | Active | EAJ0383 | WILKINS | 720A | PVB | 0.750 | 3524007 | FRONT RIGHT, NEXT TO 2188 SANDSTON
2198 | SANDSTON RD | 43220-5403 | Active | G217623 | WILKINS | 720A | PVB | 0.750 | 96200 | RIGHT OF FRONT DOOR
2215 | SANDSTON RD | 43220-5406 | Active | 297343 | WATTS | LF009M3QT | RP | 0.750 | 3524014 | BASEMENT
4602 | SANDWICH CT | 43016-8292 | Replaced | REP218876 | WATTS | 800M4QT | PVB | 1.000 | 64539 | REPLACED- SOUTH SIDE
4602 | SANDWICH CT | 43016-8292 | Active | T258911 | WILKINS | 720A | PVB | 1.000 | 3609581 | SOUTH SIDE
4603 | SANDWICH CT | 43016-8292 | Active | T477237 | WILKINS | 720A | PVB | 0.750 | 3582121 | RIGHT SIDE OF HOUSE..... LEFT OF STEPS
4610 | SANDWICH CT | 43016-8292 | Active | EAC5131 | WILKINS | 720A | PVB | 0.750 | 64560 | FRONT OF HOUSE RIGHT FRONT DOOR
4611 | SANDWICH CT | 43016-8292 | Active | 108730 | WATTS | 800M4FR | PVB | 0.750 | 64567 | LEFT FRONT
4618 | SANDWICH CT | 43016-8292 | Active | T154907 | WILKINS | 720A | PVB | 1.000 | 64587 | OUTSIDE EAST SIDE OF BUILDING
4619 | SANDWICH CT | 43016 | Active | CB563165 | WILKINS | 720A | PVB | 0.750 | 64591 | LEFT FRONT
4624 | SANDWICH CT | 43016-8292 | Active | 279374 | WILKINS | 720A | PVB | 0.750 | 64601 | LEFT OF FRONT DOOR
4346 | SANDY LANE RD | 43224-1939 | Active | CB113714 | WILKINS | 720 | PVB | 0.750 | 3524044 | LEFT SIDE - FRONT
5786 | SANDY RINGS LN | 43016- | Active | ABG7732 | WILKINS | 975XL | RP | 0.750 | 3524133 | EAST SIDE OF ENTRANCE OF SANDY RINGS LN/WOERNER TEMPLE. IRRIGATION.
5812 | SANDY RINGS LN | 43016-6794 | Active | T520089 | WILKINS | 720A | PVB | 1.000 | 68058 | LEFT FRONT
5867 | SANDY RINGS LN | 43016-9390 | Removed | G230965REM | WILKINS | 720A | PVB | 0.750 | 94518 | RIGHT FRONT
5954 | SANDY RINGS LN | 43016-9392 | Active | A135475 | WILKINS | 720A | PVB | 0.750 | 68400 | RIGHT HAND SIDE
5720 | SANDYMOUNT DR | 43016 | Replaced | REPH652311 | FEBCO | 765 | PVB | 0.750 | 67713 | REPLACED- LEFT SIDE
5720 | SANDYMOUNT DR | 43016 | Removed | H798760REM | FEBCO | 765 | PVB | 0.750 | 3611833 | ***REMOVED*** LEFT FRONT
5744 | SANDYMOUNT DR | 43016-3262 | Active | 228574 | WILKINS | 720A | PVB | 0.750 | 67779 | OUTSIDE
5776 | SANDYMOUNT DR | 43016 | Active | T424300 | WILKINS | 720A | PVB | 0.750 | 3524182 | Left Side
5783 | SANDYMOUNT DR | 43016-3289 | Active | H055749 | FEBCO | 765 | PVB | 0.750 | 67948 | RIGHT SIDE OF HOUSE
6650 | SANIBEL AVE | 43081-8686 | Replaced | REP119570 | WATTS | 800QT | PVB | 0.750 | 70426 | REPLACED- WEST SIDE
6650 | SANIBEL AVE | 43081-8686 | Active | CB092371 | WILKINS | 720A | PVB | 0.750 | 3609630 | OUTSIDE LEFT FRONT
6980 | SANTORI LN | 43016-6115 | Not Required by DOW | G217872 | WILKINS | 720A | PVB | 0.750 | 95847 | REAR OF HOUSE
6980 | SANTORI LN | 43016-6115 | Not Required by DOW | 137538 | WATTS | LF009M3QT | RP | 0.750 | 3629663 | BASEMENT AT SUMP PUMP
6980 | SANTORI LN | 43016-6115 | Active | 91730 | WATTS | LF919QT | RP | 0.750 | 3650503 | BSMNT AT WATER METER
6988 | SANTORI LN | 43016-6115 | Active | G169896 | WILKINS | 720A | PVB | 0.750 | 95844 | LEFT REAR BY A/C
6996 | SANTORI LN | 43016 | Active | CB078536 | WILKINS | 720 | PVB | 0.750 | 3603212 | FRONT OF HOUSE
7004 | SANTORI LN | 43016-6116 | Active | CAA99307 | WATTS | 800M4QT | PVB | 0.750 | 89177 | LEFT SIDE
639 | SANVILLE DR | 43035-8476 | Active | G045143 | WILKINS | 720A | PVB | 0.750 | 87919 | NORTH EAST CORNER OF HOUSE
695 | SANVILLE DR | 43035-8476 | Removed | T405585REM | WILKINS | 720A | PVB | 1.000 | 99651 | RIGHT FRONT
719 | SANVILLE DR | 43035-8477 | Active | F137548 | WILKINS | 720A | PVB | 0.750 | 100404 | LEFT LEFT
727 | SANVILLE DR | 43035-8477 | Active | T410784 | WILKINS | 720A | PVB | 0.750 | 99775 | LEFT SIDE OF HOUSE
776 | SANVILLE DR | 43035-8479 | Active | 955147 | WILKINS | 720A | PVB | 0.750 | 87050 | right side of house
168 | SAPPHIRE DR | 43123 | Active | T055375 | WILKINS | 720A | PVB | 1.000 | 101831 | RIGHT SIDE
4804 | SAPWOOD DR | 43054-8626 | Active | H492381 | FEBCO | 765 | PVB | 0.750 | 95243 | LEFT SIDE
4847 | SARASOTA CT | 43026-9096 | Active | T386305 | Wilkins | 720A | PVB | 0.750 | 3524383 | RIGHT FRONT
4850 | SARASOTA CT | 43026-9096 | Active | B028407 | FEBCO | 800M4 | PVB | 1.000 | 65239 | LEFT SIDE
4862 | SARASOTA CT | 43026-9096 | Active | 681748 | WATTS | 800M4QT | PVB | 1.000 | 97070 | RIGHT SIDE
4865 | SARASOTA CT | 43026-9096 | Active | 884488 | WATTS | 800M4FR | PVB | 1.000 | 97458 | RIGHT FRONT CORNER
4870 | SARASOTA CT | 43026-9096 | Active | 681355 | WATTS | 800M4FR | PVB | 1.000 | 97457 | RIGHT FRONT
5839 | SATINWOOD DR | 43229-3425 | Active | 11782 | AMES | 2000B | DC | 1.500 | 68119 | BASEMENT
4555 | SATTERTON CIR | 43016-8289 | Active | BE3751 | FEBCO | 765 | PVB | 0.750 | 64347 | FRONT OF HOUSE
4564 | SATTERTON CIR | 43016-8289 | Active | 279705 | WILKINS | 720A | PVB | 0.750 | 64358 | LEFT FRONT
4571 | SATTERTON CIR | 43016-8289 | Active | G205050 | WILKINS | 720A | PVB | 0.750 | 64376 | FRONT OF HOME LEFT OF FRONT DOOR
4572 | SATTERTON CIR | 43016-8289 | Replaced | REP279575 | WILKINS | 720A | PVB | 0.750 | 64377 | REPLACED- WEST SIDE FRONT
4572 | SATTERTON CIR | 43016-8289 | Active | T188227 | WILKINS | 720A | PVB | 0.750 | 3609446 | WEST SIDE FRONT, LEFT SIDE
4579 | SATTERTON CIR | 43016-8289 | Removed | G212929REM | WILKINS | 720A | PVB | 0.750 | 64387 | REMOVED-FRONT OF HOUSE RIGHT OF FRONT DOOR
4579 | SATTERTON CIR | 43016-8289 | Active | CB113446 | Wilkins | 720A | PVB | 0.750 | 3607744 | FRONT JUST RIGHT OF DOOR
4580 | SATTERTON CIR | 43016-8289 | Active | 624341 | WILKINS | 720A | PVB | 0.750 | 64400 | LEFT LEFT FRONT BY GARAGE
7526 | SAUNDERLANE RD | 43235-1823 | Active | H323149 | FEBCO | 765 | PVB | 0.750 | 98219 | FRONT OF HOUSE LEFT OF FRONT DOOR
7582 | SAUNDERLANE RD | 43235-1823 | Active | HE58489 | FEBCO | 765 | PVB | 0.750 | 102878 | FRONT OF HOUSE.. L OF FD
1961 | SAWBURY BLVD | 43235-4551 | Active | T223752 | WILKINS | 720 A | PVB | 0.750 | 3524826 | RIGHT CENTER - PATIO OF 1967
2042 | SAWBURY BLVD | 43235-1851 | Active | EAF4276 | WILKINS | 720A | PVB | 0.750 | 3524845 | RIGHT SIDE OF HOUSE
2296 | SAWBURY BLVD | 43235-1858 | Active | W115707 | WILKINS | 975XL | RP | 0.750 | 91272 | IN BASEMENT AT WATER METER
2680 | SAWBURY BLVD | 43235-1821 | Active | 365511 | WATTS | 800M4QT | PVB | 1.000 | 94522 | RISER ROOM
2680 | SAWBURY BLVD | 43235-1821 | Due Install |  |  |  | RP | 1.000 | 3638665 | SE MECH ROOM OUTSIDE DOOR AT WATER METER
2680 | SAWBURY BLVD | 43235-1821 | Due Install |  |  |  | DCDA | 4.000 | 3638666 | SE MECH ROOM OUTSIDE DOOR
2686 | SAWBURY BLVD | 43235-1821 | Active | 4654320 | WILKINS | 975XL2 | RP | 2.000 | 3524950 | IN 2686 SM MECH/FURN ROOM AT WATER METER BY BATHROOMS
2718 | SAWBURY BLVD | 43235-4579 | Active | 4659548 | WILKINS | 975 | RP | 2.000 | 3524951 | N 2744 UNIT
2748 | SAWBURY BLVD | 43235-4580 | Active | B268303 | WILKINS | 975 | RP | 2.000 | 3524952 | IN 2748 FURN/UTLTY ROOM AT WATER METER
2146 | SAWGRASS ST | 43123 | Active | CAB31759 | WILKINS | 720A | PVB | 0.750 | 3609395 | RIGHT SIDE
2364 | SAWMILL PLACE BL | 43235 | Active | RK-2618 | AMES | COLT 400 | RP | 4.000 | 3633004 | NW METER HOUSE AT N END OF GARAGES AT WATER METER
2364 | SAWMILL PLACE BL | 43235 | Active | RL-1279 | AMES | COLT 500-GV | RPDA | 8.000 | 3633074 | NW METER HOUSE AT N END OF GARAGES
2364 | SAWMILL PLACE BL | 43235 | Active | 72838 | WATTS | 919QT | RP | 0.750 | 3633075 | NW METER HOUSE AT N END OF GARAGES
2364 | SAWMILL PLACE BL | 43235 | LPS - Active |  |  |  | LPC |  | 3633077 | DOMESTIC PUMP -
2364 | SAWMILL PLACE BL | 43235 | LPS - Active |  |  |  | LST |  | 3633078 | FIRE BOOSTER PUMP
2364 | SAWMILL PLACE BL | 43235 | Not Required by DOW | B276986 | WILKINS | 975XL | RP | 1.500 | 3639081 | NW METER HOUSE AT N END OF GARAGES CORNER BEHIND PUMPS
2324 | SAWMILL PLACE BLVD | 43235 | Active | RJ-1988 | AMES | COLT 400 | RP | 4.000 | 3633005 | SW METER ROOM S OF ENTRANCE AT WATER METER
2324 | SAWMILL PLACE BLVD | 43235 | Active | RJ-1083 | AMES | COLT 500-GV | RPDA | 8.000 | 3633081 | SW METER ROOM S OF ENTRANCE
2324 | SAWMILL PLACE BLVD | 43235 | Active | 71014 | WATTS | 919QT | RP | 0.750 | 3633082 | SW METER ROOM S ENTRANCE
2324 | SAWMILL PLACE BLVD | 43235 | LPS - Active |  |  |  | LPC |  | 3633083 | DOMESTIC PUMP -
2324 | SAWMILL PLACE BLVD | 43235 | LPS - Active |  |  |  | LST |  | 3633084 | FIRE BOOSTER PUMP
2324 | SAWMILL PLACE BLVD | 43235 | Not Required by DOW | 4627544 | WILKINS | 975XL2 | RP | 1.500 | 3638571 | SW METER ROOM S ENTRANCE
2324 | SAWMILL PLACE BLVD | 43235 | Not Required by DOW | 37380 | WATTS | LF919QT | RP | 2.000 | 3648624 | IN 2397 POOL MECH ROOM
4335 | SAWMILL RD | 43220-2243 | Active | w046909 | WILKINS | 975 | RP | 0.750 | 63716 | IN BASEMENT AT METER
4347 | SAWMILL RD | 43220-2243 | Active | W638508 | WILKINS | 720A | PVB | 1.000 | 92997 | LEFT SIDE
4375 | SAWMILL RD | 43220-2243 | Active | EAF4521 | WILKINS | 720 | PVB | 0.750 | 3524979 | LEFT SIDE
4391 | SAWMILL RD | 43220-2243 | Active | EAA8995 | WILKINS | 720A | PVB | 0.750 | 3524980 | FRONT CENTER
4421 | SAWMILL RD | 43220-2284 | Active | 383565 | WATTS | LF009M3QT | RP | 0.750 | 63978 | IN BASEMENT AT WATER METER
4600 | SAWMILL RD | 43220 | Active | 1254740303 | AMES | 3000SS | DCDA | 6.000 | 64520 | IN PIT IN EVERGREENS JUST N OF 4600 MEDICAL CONDO UNIT
4600 | SAWMILL RD | 43220 | Not Required by DOW | 183956 | WATTS | 009QT | RP | 0.750 | 64521 | 4620 SAWMILL IN MECH RM LEFT OF DOOR
4600 | SAWMILL RD | 43220 | Active | 183910 | WATTS | 009 M3QT | RP | 0.750 | 64522 | MECH.ROOM ABOVE WATER HEATER IN UNIT 4614
4600 | SAWMILL RD | 43220 | Active | 246471 | WATTS | 009QT | RP | 0.500 | 64523 | 4600 SAWMILL
4600 | SAWMILL RD | 43220 | Active | 247868 | WATTS | 009QT | RP | 1.000 | 64524 | 4600 SAWMILL LOCATION
4600 | SAWMILL RD | 43220 | Active | 254731 | WATTS | 009QT | RP | 0.500 | 64525 | 4600 SAWMILL IN MECH ROOM ABOVE WTR HEATER
4600 | SAWMILL RD | 43220 | Active | 56862 | WATTS | 007QT | DC | 0.750 | 64526 | IN PIT IN EVERGREEN JUST N OF 4600 MEDICAL CONDO UNIT
4600 | SAWMILL RD | 43220 | Active | W143173 | WILKINS | 975 | RP | 1.000 | 64527 | AT PIT IN EVERGREENS IRRIGATION SYSTEM
4600 | SAWMILL RD | 43220 | Active | 21779 | WATTS | 909QT | RP | 0.750 | 89508 | 4604-4606 SAWMILL ROAD MECH ROOM SIDE OF WATER HEATER
4600 | SAWMILL RD | 43220 | Active | 07856 | WATTS | 909QT | RP | 0.750 | 89509 | 4626-4628 SAWMILL IN MECH ROOM
4600 | SAWMILL RD | 43220 | Active | A04219 | WATTS | 009M3QT | RP | 0.750 | 89510 | 4630-4632 SAWMILL ROAD MECH ROOM
4600 | SAWMILL RD | 43220 | Active | 589284 | WATTS | 909QT | RP | 0.750 | 89511 | 4622-4624 SAWMILL MECH ROOM
4600 | SAWMILL RD | 43220 | Active | 229133 | WATTS | 009QT | RP | 0.750 | 89512 | 4608-4610 SAWMILL MECH ROOM
4600 | SAWMILL RD | 43220 | Due Install |  |  |  | RP |  | 3626728 | HOT BOX AT PIT
4661 | SAWMILL RD | 43220-6123 | Active | W051342 | WILKINS | 975XL | RP | 2.000 | 64726 | MID SOUTH STAIRWAY -AT WATER MTR UNDER STAIRS SUITE 101 HAS ACCESS
4664 | SAWMILL RD | 43220-2247 | Active | 1318170104 | AMES | 3000SS | DCDA | 4.000 | 64734 | SW MECH/ELECTRIC PANEL/MOP SINK ROOM BY RESTROOMS SPR 22
4664 | SAWMILL RD | 43220-2247 | Active | 35885 | AMES | 2000B | DC | 0.750 | 64735 | SW MECH/ELECTRIC/MOP SINK ROOM X FROM RESTROOMS
4664 | SAWMILL RD | 43220-2247 | Active | W28198 | WILKINS | 975 | RP | 1.500 | 64736 | SW MECH/RISER/MOP SINK ROOM BY RESTROOMS AT WATER METER
4747 | SAWMILL RD | 43220 | Active | 158081 | WATTS | 909 | RP | 3.000 | 64937 | IN STOCK ROOM, WEST SIDE BY DOCKS -IN FENCED AREA
4747 | SAWMILL RD | 43220 | Active | 2HL1792 | AMES | 2000SS | DC | 6.000 | 64938 | LOADING DOCK
4747 | SAWMILL RD | 43220 | Active | 4001024 | AMES | 4000B | RP | 2.500 | 64939 | FRONT OF STORE MECH ROOM
4747 | SAWMILL RD | 43220 | Active | 11260 | AMES | 4000B | RP | 2.000 | 99466 | PHARMACY
4747 | SAWMILL RD | 43220 | Due Install |  |  |  | DCDA | 6.000 | 3638229 | NW AT PIT IN HOT BOX
4760 | SAWMILL RD | 43235-3260 | Active | B243926 | WILKINS | 375 | RP | 1.500 | 3524982 | SE MECH/METER ROOM THRU WAITING AREA AT WATER METER
4777 | SAWMILL RD | 43220-6160 | Not Required by DOW | CAB20065 | WILKINS | 720A | PVB | 1.000 | 65026 | SIDE OF BUILDING
4777 | SAWMILL RD | 43220-6160 | Active | 748864 | WILKINS | 975XL | RP | 1.50 | 65027 | NW BREAK ROOM AT WATER METER BEHIND MOVABLE WALL
4799 | SAWMILL RD | 43235-7265 | Active | 88630 | WILKINS | 975 | RP | 1.000 | 65077 | RESTROOM, AT WATER METER SET
4800 | SAWMILL RD | 43235-7264 | Replaced | REP597032 | RAINBIRD | 100 | PVB | 1.000 | 65108 | REPLACED- 3' ABOVE WATER METER IN UTILITY ROOM
4800 | SAWMILL RD | 43235-7264 | Not Required by DOW | 877452 | WILKINS | 720A | PVB | 1.000 | 3609953 | STOCK ROOM
4800 | SAWMILL RD | 43235-7264 | Active | 24594 | WATTS | LF919-QT | RP | 1.500 | 3641321 | MECHANICAL ROOM SE CORNER @ WATER METER
4825 | SAWMILL RD | 43235-7266 | Active | 1775025 | WILKINS | 975 | RP | 1.500 | 3524984 | SE MECH/METER ROOM AT WATER METER
4825 | SAWMILL RD | 43235-7266 | Active | TK-1123 | AMES | 300GV | DCDA | 6.000 | 3639551 | SE MECH/RISER ROOM
4825 | SAWMILL RD | 43235-7266 | Not Required by DOW | 3538997 | WILKINS | 975XL | RP | 1.500 | 3639552 | SE MECH/METER ROOM
4825 | SAWMILL RD | 43235-7266 | Active | 59207 | AMES | 200BM3 | DC | 0.750 | 3644570 | SE MECH/RISER ROOM
4865 | SAWMILL RD | 43235-7266 | Active | 98720 | WATTS | 009M2PCQT | RP | 1.500 | 90854 | MECH.ROOM NORTH WALL AT METER
4875 | SAWMILL RD | 43235-7266 | Active | 96963 | WATTS | 009M2QT | RP | 1.500 | 65293 | AT WATER METER JUST INSIDE DR TO LEFT 4871-4891 SAWMILL
4900 | SAWMILL RD | 43235-7267 | Due Install |  |  |  | RP | 1.500 | 3524986 | CARRIAGE PLACE REC CENTER N/W
4900 | SAWMILL RD | 43235-7267 | Due Install |  |  |  | DCDA | 6.000 | 3641442 | CARRIAGE PLACE REC CENTER
5211 | SAWMILL RD | 43017-1549 | Not Required by DOW | hh91108 | FEBCO | 765 | PVB | 1.000 | 66425 | IN CLUBHOUSE IN MECH/FURN/HWT ROOM ABOVE METER
5211 | SAWMILL RD | 43017-1549 | Active | 72935 | WATTS | LF919QT | RP | 1.000 | 3651928 | IN CLUBHOUSE MECH/FURN/HWT ROOM AT WATER METER
5525 | SAWMILL RD | 43017-1586 | Active | 20271 | WATTS | 919AQT | RP | 1.000 | 96811 | SE MECH/RISER FURN/HWT RM AT WATER MTR STORAGE LOCKER
5525 | SAWMILL RD | 43017-1586 | Active | 164868 | AMES | 3000SS | DCDA | 6.000 | 96813 | SE MECH/RISER RM STORAGE LOCKER
5525 | SAWMILL RD | 43017-1586 | Active | 12171 | WATTS | 007M1QT | DC | 0.750 | 96814 | SE MECH/RISER RM STORAGE LOCKER
5828 | SAWMILL RD | 43017-7547 | Active | 1186233 | WILKINS | 975 | RP | 1.500 | 68098 | SW MECH/JANITOR ROOM AT WATER METER DISCOUNT TIRES
5828 | SAWMILL RD | 43017-7547 | Not Required by DOW | AB7535 | FEBCO | 765 | PVB | 1.000 | 68099 | OUTSIDE SOUTH SIDE OF BLDG
5858 | SAWMILL RD | 43017-1589 | Active | 132107 | WATTS | 009M2QT | RP | 2.000 | 68164 | BACK CENTER BY RESTROOMS -JANITORS RM IN CLOSET
5858 | SAWMILL RD | 43017-1589 | Not Required by DOW | 9905281133 | FEBCO | 880V | RP | 8.000 | 68166 | BACK CENTER BY RESTROOMS FIRE PUMP ROOM
5858 | SAWMILL RD | 43017-1589 | Not Required by DOW | 21700 | WATTS | 009M2QT | RP | 1.000 | 98642 | LEFT OF W GARDEN CENTER DR -INSIDE
5858 | SAWMILL RD | 43017-1589 | Active | 23159 | WATTS | 007M2 | DC | 0.750 | 3639664 | IN PIT SW OF BLDG IN MULCHED ISLAND W/LIGHT POLE
5858 | SAWMILL RD | 43017-1589 | Active | 100710-0523 | WATTS | 774DCDA-1 | DCDA | 12.000 | 3656015 | IN PIT SW OF BLDG IN MULCHED ISLAND W/LIGHT POLE
5864 | SAWMILL RD | 43017-1589 | Not Required by DOW | 489587 | WATTS | 800M4QT | PVB | 1.000 | 68181 | OUTSIDE -SE IRRIGATION ARBYS
5864 | SAWMILL RD | 43017-1589 | Active | W149889 | WILKINS | 975XLBMS | RP | 1.500 | 92967 | AT METER BY BACK DOOR ARBYS
5874 | SAWMILL RD | 43017-1589 | Active | 06649 | WATTS | 919QT | RP | 2.000 | 89313 | NE MECH/RISER ROOM OUTSIDE Door AT WATER METER JAPANESE STK HSE
5874 | SAWMILL RD | 43017-1589 | Active | V08944 | WILKINS | 350ASTDA | DCDA | 4.000 | 89314 | NE MECH/RISER ROOM OUTSIDE Door KYOTO JAPANESE STK HSE
5874 | SAWMILL RD | 43017-1589 | Active | 2340053 | WILKINS | 950XLD | DC | 0.750 | 89315 | NE MECH/RISER ROOM
5874 | SAWMILL RD | 43017-1589 | Active | 2256143 | WILKINS | 975XLBMS | RP | 1.500 | 97957 | SOUTH CORNER DINING ROOM UP HIGH -ANTIFREEZE LOOP
5874 | SAWMILL RD | 43017-1589 | Active | ACP8344 | WILKINS | 975XL2 | RP | 1.500 | 99133 | NW CORNER DINNING AREA UP HIGH -ANTIFREEZE LOOP
5900 | SAWMILL RD | 43017-3538 | Active | 106370 | AMES | 2000SS | DC | 8.000 | 68274 | SAMS CLUB -NE RISER/MECH ROOM AT RISER
5900 | SAWMILL RD | 43017-3538 | Active | 158549 | WATTS | 909 | RP | 3.000 | 68275 | SAMS CLUB -NE RISER/MECH RM (F/ NO # ON DEVICE) AT RISER
5900 | SAWMILL RD | 43017-3538 | Removed | 388648REM | WATTS | 909M1QT | RP | 2.000 | 68276 | REMOVED-HOT BOX BY SAWMILL RD S OF N ENTRANCE, NW OF 5874 PRKG LOT
5900 | SAWMILL RD | 43017-3538 | Active | 588103 | WATTS | 909QT | RP | 1.000 | 68277 | SAMS CLUB -5868 SAWMILL GAS HUT NW OUTSIDE DR
5900 | SAWMILL RD | 43017-3538 | Removed | 51573REM | WATTS | 008PCQT | SVB | 0.375 | 97091 | REMOVED-SNACK BAR
5900 | SAWMILL RD | 43017-3538 | Removed | 01981REM | WATTS | 919ZQT | RP | 0.750 | 99719 | **REMOVED**SAMS CLUB -BEHIND MEAT COOLER -IN FENCE - ACORN SYSTEM -WAREHSE
5900 | SAWMILL RD | 43017-3538 | Duplicate | DUP01981 | WATTS | 919QT | RP | 0.750 | 3609360 | REMOVED - SAMS CLUB -BEHIND MEAT COOLER -ACORN SYSTEM CENTER BACK
5900 | SAWMILL RD | 43017-3538 | Duplicate | DUP371860 | AMES | 2000SS | DC | 8.000 | 3609361 | REMOVED - SAMS CLUB -NE BLDG FIRE PUMP/MECH ROOM
5900 | SAWMILL RD | 43017-3538 | Duplicate | DUP158649 | WATTS | 909 | RP | 3.000 | 3609362 | REMOVED - SAMS CLUB -NE BLDG FIRE PUMP/MECH ROOM
5900 | SAWMILL RD | 43017-3538 | Due Install |  |  |  | RP | 3.000 | 3630315 | IN HOT BOX AT PIT SAWMILL & N ENTRNCE/SERVICE RD
5900 | SAWMILL RD | 43017-3538 | Due Install |  |  |  | DCDA | 8.000 | 3630316 | IN PIT SAWMILL & N ENTRNCE/SERVICE RD
5925 | SAWMILL RD | 43017-1623 | Active | 45038 | WATTS | 919QT | RP | 2.000 | 3659404 | SW PART OF BUILDG S WALL NEAR COMPRESSOR
5984 | SAWMILL RD | 43235- | Not Required by DOW | 32633 | WATTS | 800QT | PVB | 1.000 | 68469 | METER SETTING - OFFICE
5984 | SAWMILL RD | 43235- | Removed | 04587REM | WATTS | 007QT | DC | 1.000 | 68470 | OFFICE/STORAGE
5984 | SAWMILL RD | 43235- | Not Required by DOW | 64209 | WATTS | 009QT | RP | 0.750 | 68471 | OFFICE/STORAGE
5984 | SAWMILL RD | 43235- | Active | 153546 | WATTS | 009M2 | RP | 1.000 | 3625041 | E STORAGE ROOM/OFFICE AT WATER METER W WALL
5995 | SAWMILL RD | 43017-1623 | Active | 711170 | WATTS | 800M4QT | PVB | 1.000 | 68495 | MID S MOP ROOM -AT SEWER AUX MTR # HARD TO READ
5995 | SAWMILL RD | 43017-1623 | Active | 238391 | WILKINS | 975 | RP | 1.000 | 68496 | MID S MOP RM - AT WATER METER
6000 | SAWMILL RD | 43235- | Active | H21867 | FEBCO | 825Y | RP | 2.000 | 68573 | HOT BOX S OF DR TARGET REAR-@ IRRIG MTR-PIT, 20'S OF COMPLEX NE ENTR 25'W REFLEC
6000 | SAWMILL RD | 43235- | Active | A10513 | WATTS | 009M1QT | RP | 2.000 | 93139 | TARGET MID W WALL W OF PHARMACY TSC AREA AT SUB MTR CLOSET
6000 | SAWMILL RD | 43235- | Active | ACI3617 | WILKINS | 975XLBMS | RP | 1.500 | 97838 | PETSMART NE BK DR BY RISER & SUB MTR
6000 | SAWMILL RD | 43235- | Active | A43349 | WATTS | 009M3QT | RP | 0.750 | 102077 | PETSMART SW BEHIND FISH TANKS
6000 | SAWMILL RD | 43235- | Active | 4393673 | WILKINS | 975XL | RP | 2.000 | 3623067 | IN FITTNESS 19 MECH ROOM TARGET CENTER
6000 | SAWMILL RD | 43235- | Due Install |  |  |  | RP | 3.000 | 3638891 | IN HOT BOX AT PIT ON REFLECTIONS
6000 | SAWMILL RD | 43235- | Due Install |  |  |  | DCDA | 8.000 | 3638892 | IN PIT ON REFLECTIONS BEHIND TARGET
6011 | SAWMILL RD | 43017-1625 | Active | W050455 | WILKINS | 975XL | RP | 0.750 | 68702 | SW MENSROOM AT WATER METER
6011 | SAWMILL RD | 43017-1625 | Not Required by DOW | 23475 | WATTS | 919AQT | RP | 0.750 | 97569 | INSIDE IRRIGATION SW MENSROOM
6051 | SAWMILL RD | 43017 | Not Required by DOW | 4705224 | WILKINS | 975XL | RP | 1.000 | 99757 | IN HOT BOX AT STREET IFO CHICK FIL A
6051 | SAWMILL RD | 43017 | Not Required by DOW | 3412330 | WILKINS | 975XL | RP | 1.250 | 100293 | BACK MECHANICAL ROOM W/HWT & FIRE RISER AT BACK DOOR
6051 | SAWMILL RD | 43017 | Active | 1080160122 | AMES | 5000 | RPDA | 6.000 | 100788 | HOT BOX - FRONT
6051 | SAWMILL RD | 43017 | Active | 01319 | AMES | LF4000B | RP | 0.750 | 100789 | HOT BOX - FRONT
6051 | SAWMILL RD | 43017 | Active | 16532 | WATTS | 919QT | RP | 2.000 | 100790 | IN HOT BOX AT STREET AT WATER METER IFO CHICK FIL A
6063 | SAWMILL RD | 43017 | Removed | 125579REM | WATTS | 800M4FR | PVB | 1.000 | 68836 | OUTSIDE IN FRONT PLANTER SOUTH OF NORTH DOOR
6063 | SAWMILL RD | 43017 | Removed | 170131REM | WATTS | 009QT | RP | 2.000 | 68838 | NORTH REAR OF BUILDING MECH ROOM
6063 | SAWMILL RD | 43017 | Active | 29877 | WATTS | 919 | RP | 1.500 | 3635160 | MID N MECH AREA MOP SINK/MTR AREA
6063 | SAWMILL RD | 43017 | Due Install |  |  |  | DCDA | 8.000 | 3638165 | IN PIT BY SW DOCK/BACK ENTRANCE
6066 | SAWMILL RD | 43017-1626 | Active | 275212 | WATTS | LF009M3QT | RP | 0.750 | 3524998 | AT METER BSMNT NW
6091 | SAWMILL RD | 43017-3633 | Active | 3057718 | WILKINS | 975XL | RP | 2.000 | 96800 | SW MECH/RISER RM AT WATER MTR -OUTSIDE DR
6091 | SAWMILL RD | 43017-3633 | Active | TA-0950 | WATTS | 957 | RPDA | 4.000 | 96801 | SW MECH/RISER ROOM -OUTSIDE DR
6091 | SAWMILL RD | 43017-3633 | Active | 78524 | WATTS | LF919QT | RP | 0.750 | 96802 | SW MECH/RISER ROOM
6091 | SAWMILL RD | 43017-3633 | Not Required by DOW | A0877 | AMES | 4000B | RP | 1.500 | 96803 | SW MECH/RISER RM OFF FIRE LINE ANTIFREEZE/CHEMICAL LOOP
6091 | SAWMILL RD | 43017-3633 | Not Required by DOW | 668848 | WATTS | 800M4QT | PVB | 1.000 | 96804 | SW OUTSIDE CORNER OF BLDG
6091 | SAWMILL RD | 43017-3633 | Removed | 58242REM | WATTS | 008PCQT | SVB | 0.500 | 99391 | AT DISH TANK ABOVE PRE RINSE REMOVED
6111 | SAWMILL RD | 43017-1627 | Active | 037362 | WATTS | LF909 | RP | 2.000 | 69036 | NW MECH/RISER ROOM AT WATER METER
6111 | SAWMILL RD | 43017-1627 | Active | 40971 | WILKINS | 350ASTDA | DCDA | 6.000 | 3636480 | IN PIT ON KRIER W OF NW OF BLDG
6111 | SAWMILL RD | 43017-1627 | Active | HC85729 | WILKINS | 950XLD | DCDA | .75 | 3658549 | IN PIT ON KRIER W OF NW OF BLDG
6120 | SAWMILL RD | 43017-1628 | Active | 084702 | WATTS | LF009M2QT | RP | 1.500 | 3607781 | IN HOT BOX SW LOT OF PANERA AT WATER METER
6120 | SAWMILL RD | 43017-1628 | Active | UG-1500 | AMES | COLT 300GV | DCDA | 4.000 | 3648516 | IN HOT BOX SW LOT OF PANERA
6120 | SAWMILL RD | 43017-1628 | Active | 61953 | AMES | 2000BM3 | DC | 0.750 | 3648517 | IN HOT BOX SW LOT OF PANERA
6120 | SAWMILL RD | 43017-1628 | Not Required by DOW | 156060 | WATTS | LF007M3QT | DC | 0.750 | 3649002 | ABOVE OVEN
6120 | SAWMILL RD | 43017-1628 | Not Required by DOW | 151804 | WATTS | LF007M3QT | DC | 0.750 | 3649003 | BEHIND DISHWASHER
6120 | SAWMILL RD | 43017-1628 | Not Required by DOW | 064930 | WATTS | LF800M4QT | PVB | 1.000 | 3649004 | MECH ROOM
6120 | SAWMILL RD | 43017-1628 | Not Required by DOW | 83065 | WATTS | LF919QT | RP | 0.750 | 3649005 | ABOVE OFFICE
6155 | SAWMILL RD | 43017 | Active | 26366 | WATTS | LF919QT | RP | 1.500 | 3648458 | NE BACK STORAGE AREA AT METER METER
6155 | SAWMILL RD | 43017 | Not Required by DOW | 85591 | WATTS | LF919QT | RP | 0.750 | 3648745 | MECH ROOM ABOVE MOP SINK
6155 | SAWMILL RD | 43017 | Not Required by DOW | 87549 | WATTS | LF919QT | RP | 0.750 | 3648746 | UNDER 3 COMPARTMENT SINK
6175 | SAWMILL RD | 43017-1627 | Active | 3590899 | WILKINS | 975XL | RP | 2.000 | 69258 | MID S MECH/RISER/PUMP ROOM AT WATER METER OFF COMPRESSOR ROOM
6175 | SAWMILL RD | 43017-1627 | Active | 302449 | WATTS | 909M1QT | RP | 2.000 | 69259 | MID S MECH/RISER/PUMP ROOM AT WATER METER OFF COMPRESOR ROOM
6175 | SAWMILL RD | 43017-1627 | Active | 1171270820 | WATTS | 774DCDA | DCDA | 10.000 | 3636853 | IN PIT SW CORNER SAWMILL & S SERV ROAD (TRAFIC LIGHT)
6175 | SAWMILL RD | 43017-1627 | Active | 22513 | WATTS | 007M2QT | DC | 0.750 | 3649145 | IN PIT
6175 | SAWMILL RD | 43017-1627 | LPS - Active |  |  |  | LPC |  | 3649236 | DOMESTIC PUMP - MID S MECH/RISER /PUMP ROOM
6175 | SAWMILL RD | 43017-1627 | LPS - Active |  |  |  | LST |  | 3649237 | FIRE PUMP MID S MECH/RISER /PUMP ROOM
6181 | SAWMILL RD | 43017 | Not Required by DOW | BO59337 | WILKINS | 375XL | RP | 0.750 | 3616884 | CHEM DISP FOR 4 COMP SINK, UNDER RT HAND APRON ON 4 COMP SINK
6181 | SAWMILL RD | 43017 | Not Required by DOW | BO60360 | WILKINS | 375XL | RP | 0.750 | 3618087 | MOP SINK CHEM DISP, ON WALL ABOVE MOP SINK IN REAR OF KITCHEN BY W/H
6181 | SAWMILL RD | 43017 | Active | 1879440216 | AMES | 3000SS | DCDA | 4.000 | 3618213 | METER/RISER RM - E OUTSIDE DR
6181 | SAWMILL RD | 43017 | Active | 75730 | AMES | 2000B | DC | 0.750 | 3618214 | METER/RISER RM - E OUTSIDE DR
6181 | SAWMILL RD | 43017 | Active | B054615 | WILKINS | 375XL | RP | 2.000 | 3618215 | METER/RISER RM AT WATER METER - E OUTSIDE DR
6181 | SAWMILL RD | 43017 | Not Required by DOW | 052724 | WATTS | 009 | DC | 0.750 | 3635173 | IN KITCHEN UNDER FRY SINK
6187 | SAWMILL RD | 43017- | Active | 76839 | WATTS | 009QT | RP | 1.500 | 69289 | MECH ROOM OSD BACK WALL RIGHT OF GAS METER SETTING
6280 | SAWMILL RD | 43017-1470 | Active | 2EN0704 | AMES | 2000SS | DC | 4.000 | 69553 | MECHANICAL ROOM IN BASEMENT BY THE STAIRS
6280 | SAWMILL RD | 43017-1470 | Active | 00731 | WATTS | 009QT | RP | 1.500 | 69554 | MECHANICAL ROOM IN BASEMENT BY STAIRS
6280 | SAWMILL RD | 43017-1470 | LPS - Active |  |  |  | LST |  | 3626271 | LOW PRESSURE SUSTAINING DEVICE FOR BOOSTER PUMP FIRE PUMP
6280 | SAWMILL RD | 43017-1470 | LPS - Active |  |  |  | LPC |  | 3626272 | DOMESTIC PUMP - IRRIGATION PUMP
6285 | SAWMILL RD | 43017-2065 | Active | 4669933 | WILKINS | 975XL | RP | 1.500 | 3524999 | NW WATER ROOM AT METER
6285 | SAWMILL RD | 43017-2065 | Removed | 15545REM | WILKINS | 350 | DCDA | 4.000 | 3624877 | NW WATER ROOM ***THIS WAS REMOVED WRONG BKFL-WRONG INSTLATION***
6285 | SAWMILL RD | 43017-2065 | Removed | HC26406REM | WILKINS | 950 | DC | 0.750 | 3639573 | NW WATER ROOM ***THIS BKFL WAS REMOVED WRONG BKFL-WRONG INSTALTION***
6285 | SAWMILL RD | 43017-2065 | Active | 17113B | WILKINS | 350ASTDA | DCDA | 6.000 | 3647173 | NW WATER/RISER ROOM
6285 | SAWMILL RD | 43017-2065 | Active | 4819687 | WILKINS | 950XLD | DC | 0.750 | 3647174 | NW WATER/RISER ROOM
6300 | SAWMILL RD | 43017-1470 | Active | MI-0188 | WATTS | 957 | RP | 3.000 | 102047 | SERVICE AREA SHOP AREA B
6300 | SAWMILL RD | 43017-1470 | Not Required by DOW | A191242 | WILKINS | 375 | RP | 2.500 | 102404 | WTR RECLAMATION SYS MECH RM FOR CAR WASH BAY
6300 | SAWMILL RD | 43017-1470 | Active | 19033 | WATTS | 007M1QT | DC | 0.750 | 102905 | N WALL OF SERVICE AREA
6300 | SAWMILL RD | 43017-1470 | Active | 177310212 | AMES | 3000SS | DCDA | 6.000 | 102927 | N WALL IN SERVICE AREA
6300 | SAWMILL RD | 43017-1470 | LPS - Active |  |  |  | LPC |  | 3632799 | DOMESTIC PUMP - CAR SERVICE AREA AFTER WATER METER
6301 | SAWMILL RD | 43017-1471 | Not Required by DOW | 22278 | WATTS | 919AQT | RP | 1.000 | 97349 | IN 6301 ELECT/MECH ROOM AT PRIVATE MTR DENTIST
6301 | SAWMILL RD | 43017-1471 | Active | 34794 | WATTS | 919QT | RP | 2.000 | 3629802 | BLDG #1 AT MTR, MTR ROOM IN COMMON HALLWAY SW DOOR ACCESS THRU/FROM T MOBILE
6301 | SAWMILL RD | 43017-1471 | Not Required by DOW | 4625935 | WILKINS | 975XL | RP | 0.750 | 3635474 | HOLLYWOOD FEED 6327 SAWMILL RD
6339 | SAWMILL RD | 43017-2066 | Active | 34811 | WATTS | LF919QT | RP | 2.000 | 103484 | #2 MECH ROOM IN COMMON HALL AT WATER MTR, ACCESS TO MECH ROOM THRU TRADER JOES
6339 | SAWMILL RD | 43017-2066 | Not Required by DOW | 3649051 | WILKINS | 975XL2 | RP | 1.500 | 3635901 | #2 6355 SAWMILL MECH ROOM IN COMMON HALLWAY FOR TRADER JOES
6371 | SAWMILL RD | 43017-9266 | Replaced | REP100009025 | WATTS | 007QT | DC | 1.500 | 69811 | REPLACED- HOT WATER ROOM (6377 SAWMILL RD)
6371 | SAWMILL RD | 43017-9266 | Active | 10617 | WATTS | 009M-2QT | RP | 1.500 | 69812 | #3 6387 SAWMILL SW MECH CLOSET AT WATER METER - IN TUXEDO SHOP
6371 | SAWMILL RD | 43017-9266 | Not Required by DOW | 14322 | WATTS | 007M-2QT | DC | 1.500 | 69813 | 6377 SAWMILL MECH CLOSET JAPANESE STK HSE
6371 | SAWMILL RD | 43017-9266 | Not Required by DOW | 15264 | WATTS | 009QT | RP | 1.000 | 69814 | 6387 SAWMILL SW MECH CLOSET AT METERS -IN TUXEDO SHOP
6371 | SAWMILL RD | 43017-9266 | Not Required by DOW | A318922 | WILKINS | 375XL | RP | 1.500 | 3608070 | 6377 SAWMILL MECH WATER HEATER CLOSET JAPANESE STK HSE
6390 | SAWMILL RD | 43017- | Active | 80482 | WATTS | 009M2QT | RP | 1.500 | 69841 | AT WATER MTR SE BLDG/KITCHEN By Water Heater TIM HORTONS
6390 | SAWMILL RD | 43017- | Removed | G097061REM | WILKINS | 720A | PVB | 0.750 | 75022 | *****REMOVED*****BACK OF BUILDING EAST SIDE SOUTH OF DOOR
6400 | SAWMILL RD | 43017- | Active | 1318673 | WILKINS | 975XLBMS | RP | 1.500 | 69890 | SE AT WATER METER BURGER KING
6400 | SAWMILL RD | 43017- | Not Required by DOW | 580586 | WILKINS | 720A | PVB | 1.000 | 69891 | B KING -SE ABOVE MTR
6410 | SAWMILL RD | 43235 | Active | 14173 | WATTS | 919QT | RP | 1.500 | 101699 | BY NE DRIVE THRU WINDOW BEHIND PANEL/WOOD AT WATER METER RAISING CANES
6410 | SAWMILL RD | 43235 | Not Required by DOW | J066265 | FEBCO | 825Y | RP | 1.000 | 102006 | INSIDE AT DRIVE THRU WINDOW BEHIND WTR METER
6420 | SAWMILL RD | 43017- | Active | 60402 | WATTS | 009M1QT | RP | 1.500 | 69909 | E WALL SE BY DOCK AT WATER MTR THRU 6440 BY RISERS
6420 | SAWMILL RD | 43017- | Removed | N1010271008REM | FEBCO | 876V | DCDA | 6.000 | 99214 | REMOVED-6440 SAWMILL RD, WAREHOUSE DOCK AREA @ RISERS
6420 | SAWMILL RD | 43017- | Removed | H016812REM | FEBCO | 805YB | DC | 0.750 | 99215 | REMOVED-6440 SAWMILL RD, WAREHOUSE DOCK AREA @ RISERS
6420 | SAWMILL RD | 43017- | Active | N1408080700 | FEBCO | 876VST | DCDA | 8.000 | 3607572 | NE RISER ROOM OUTSIDE DR, "N" STYLE
6420 | SAWMILL RD | 43017- | Active | 35252 | WATTS | 719QT | DC | 0.750 | 3607573 | NE RISER ROOM OUTSIDE DR
6420 | SAWMILL RD | 43017- | LPS - Active |  |  |  | LPC |  | 3626455 | DOMESTIC PUMP - SE BY WATER MTR DOMESTIC PUMP
6420 | SAWMILL RD | 43017- | Removed |  |  |  | LPC |  | 3626551 | SE BY WATER MTR 2ND DOMESTIC PUMP
6420 | SAWMILL RD | 43017- | LPS - Active |  |  |  | LST |  | 3657601 | FIRE BOOSTER PUMP - REAR OF BUILDING (6440 SAWMILL)
6465 | SAWMILL RD | 43017-9007 | Active | A400068 | WILKINS | 375XL | RP | 0.750 | 3605739 | MID N STOCK ROOM AREA AT MOP SINK AT WATER METER SLEEP NUMBER
6515 | SAWMILL RD | 43017-9004 | Removed | H184148REM | FEBCO | 765 | PVB | 1.000 | 70155 | **REMOVED** - MECH ROOM
6515 | SAWMILL RD | 43017-9004 | Inactive | 4432372 | WILKINS | 975XL2 | RP | 1.500 | 3624753 | **REMOVED** NW MECH ROOM AT WATER METER -OUTSIDE DR
6515 | SAWMILL RD | 43017-9004 | Removed | 4406486REM | WILKINS | 975XL2 | RP | 1.000 | 3650295 | AT TEMP METER NE MECH AREA OF NEW BUILDING
6515 | SAWMILL RD | 43017-9004 | Active | 3301556 | WILKINS | 975XL | RP | 2.000 | 3650296 | NE MECH ROOM AT WATER METER
6515 | SAWMILL RD | 43017-9004 | Not Required by DOW | 228085 | WATTS | LF009M2QT | RP | 1.000 | 3650660 | NE MECH ROOM AFTER IRRIG DEDUCT METER
6515 | SAWMILL RD | 43017-9004 | LPS - Active |  |  |  | LPC |  | 3651008 | DOMESTIC PUMP - NE MECH ROOM
6525 | SAWMILL RD | 43017-9004 | Due Install |  |  |  | RP | 1.500 | 3525003 | BACK NW AT FIRE RISER AT WATER METER GOODWILL
6547 | SAWMILL RD | 43017-9004 | Not Required by DOW | H039752 | FEBCO | 765 | PVB | 1.500 | 70219 | OUTSIDE CENTER WEST SIDE BY FIRE HYDRANT
6547 | SAWMILL RD | 43017-9004 | Active | 4557615 | WILKINS | 975XL2 | RP | 1.500 | 3636348 | BACK NW BY FIRE RISER AT WATER METER
6547 | SAWMILL RD | 43017-9004 | Due Install |  |  |  | DCDA | 6.000 | 3639369 | IN PIT WEST SIDE OF PROPERTY
6569 | SAWMILL RD | 43017 | Active | 4810622 | WILKINS | 975XL2 | RP | 2.000 | 3525004 | SW STORAGE AREA BY SM HWT AT WATER METER
6590 | SAWMILL RD | 43235-4953 | Active | 016269 | FEBCO | LF825Y | RP | 1.000 | 70285 | KITCHEN NW CORNER UNDER SINK AT WATER METER
6590 | SAWMILL RD | 43235-4953 | LPS - Active |  |  |  | LPC |  | 3635892 | DOMESTIC PUMP - NW KITCHEN
6611 | SAWMILL RD | 43017-2067 | Removed | F040252REM | WILKINS | 720A | PVB | 0.750 | 70379 | REMOVED-HOT WATER CLOSET TANK ROOM
6611 | SAWMILL RD | 43017-2067 | Active | 138596 | WATTS | LF009M2QT | RP | 1.500 | 3626708 | MID N HWT/METER ROOM AT WATER METER OUTSIDE DOOR KFC
6655 | SAWMILL RD | 43017-9009 | Removed | 202356REM | WILKINS | 950 | DC | 0.750 | 70435 | REMOVED-ABOVE HOT WATER TANK
6655 | SAWMILL RD | 43017-9009 | Not Required by DOW | 808292 | RAINBIRD | 200 | RP | 2.000 | 70436 | 6665 SAWMILL
6655 | SAWMILL RD | 43017-9009 | Active | 094094 | WATTS | LF009M2QT | RP | 1.500 | 3624630 | SW WATER METER CLOSET AT WATER METER
6655 | SAWMILL RD | 43017-9009 | Active | VE-3144 | AMES | COLT 300GV | DCDA | 4.000 | 3624879 | SW WATER METER/MECH CLOSET
6655 | SAWMILL RD | 43017-9009 | Active | 65591 | AMES | 2000BM3 | DC | 0.750 | 3650702 | SW WATER METER AREA
6685 | SAWMILL RD | 43017-9009 | Not Required by DOW | 94241 | RAINBIRD | 150 | DC | 1.500 | 99382 | 6685 UNIT SW MTR/RISER RM IRRIG RITERUG
6685 | SAWMILL RD | 43017-9009 | Active | ACN3405 | WATTS | 975XL2 | RP | 1.500 | 3649277 | REAR METER ROOM BACK LEFT OF RITE RUG, DEVICE AT WATER METER
6685 | SAWMILL RD | 43017-9009 | Active | YB-1873 | WATTS | 757 | DCDA | 6.000 | 3656168 | REAR METER ROOM BACK LEFT OF RITE RUG
6685 | SAWMILL RD | 43017-9009 | Active | 237155 | WATTS | 007M3 | DC | 0.750 | 3657651 | REAR METER ROOM BACK LEFT OF RITE RUG
6700 | SAWMILL RD | 43235-7901 | Active | W074857 | WILKINS | 975XLBMS | RP | 1.000 | 70524 | BASEMENT OF EINSTEIN BRO'S BAGELS
6700 | SAWMILL RD | 43235-7901 | Active | YC-0914 | AMES | COLT 300-GV | DCDA | 3.000 | 3635379 | BSMNT FIRE LINE
6700 | SAWMILL RD | 43235-7901 | Active | 77068 | AMES | 2000BM3 | DC | 0.750 | 3656916 | BSMNT FIRE LINE
6707 | SAWMILL RD | 43017-9011 | NULL | [5 empty] | 3604380
6715 | SAWMILL RD | 43017-9011 | Active | 1211980602 | AMES | 3000DCDA | DCDA | 6.000 | 70546 | SE CORNER OF BUILDING
6715 | SAWMILL RD | 43017-9011 | Active | 52496 | WATTS | 007M1PCQT | DC | 0.750 | 70547 | SE CORNER OF BUILDING
6715 | SAWMILL RD | 43017-9011 | Not Required by DOW | J010623 | FEBCO | 825Y | RP | 1.500 | 100769 | DRIVE THRU SERVICE AREA BEHIND CURTAIN
6715 | SAWMILL RD | 43017-9011 | Active | ACE6809 | WILKINS | 975XL2 | RP | 1.500 | 3628202 | NEAR SERVICE ROLL-UP DR ENTRANCE DOUBLE DOOR CLOSET
6755 | SAWMILL RD | 43017-9011 | Active | ACF1677 | WILKINS | 975XL2 | RP | 1.500 | 3525005 | IN PARTS DEPT OFF DELIVERY AREA AT WATER METER
6812 | SAWMILL RD | 43235-2783 | Active | 94139 | WATTS | 009QT | RP | 1.500 | 70749 | PREP ROOM NORTH WALL AT WATER METER - CAR DETAIL FOR GERMAIN?
6820 | SAWMILL RD | 43017- | Active | 217492 | WATTS | 009M2QT | RP | 1.000 | 70764 | NW MECH ROOM AT WATER METER
6826 | SAWMILL RD | 43235-2783 | Removed | 341165REM | WATTS | 909QT | RP | 1.000 | 70777 | SE AT WATER METER MR TIRE
6826 | SAWMILL RD | 43235-2783 | Active | ALA23340 | WILKINS | 975 XL3 | RP | 1.000 | 3656561 | SE AT WATER METER SAFELITE
6850 | SAWMILL RD | 43235-2768 | Active | 116226 | WATTS | 909M1QT | RP | 1.500 | 70834 | NE CORNER AT WATER METER
7110 | SAWMILL RD | 43235 | Not required by DOW | 3530687REM | WILKINS | 975XL | RP | 1.500 | 101522 | MECHANICAL ROOM
7110 | SAWMILL RD | 43235 | Active | 3444111 | WILKINS | 975XL | RP | 2.000 | 101523 | NW MECH ROOM W/HWT OUTSIDE DOOR
7110 | SAWMILL RD | 43235 | Active | 175203 | AMES | 3000SS | DCDA | 6.000 | 102351 | METER PIT IN HAUGLAND'S PARKING LOT EAST OF TACO BELL
7110 | SAWMILL RD | 43235 | Active | 17975 | WATTS | 007M1PCQT | DC | 0.750 | 102352 | METER PIT IN PARKING LOT EAST OF TACO BELL
7130 | SAWMILL RD | 43235 | Active | 18296 | WATTS | 919QT | RP | 2.000 | 100930 | SE MECH/RISER AREA AT WATER INLET (MTR IN PIT) Outside Door
7130 | SAWMILL RD | 43235 | Active | 14355 | WATTS | 919QT | RP | 1.500 | 100984 | SE MECH/RISER RM Outside Door
7130 | SAWMILL RD | 43235 | Active | 1734751010 | AMES | 3000SS | DCDA | 6.000 | 101154 | IN PIT E OF TACO BELL 50' S OF BILLNGSLY
7130 | SAWMILL RD | 43235 | Active | 16975 | WATTS | 007M1QT | DC | 0.750 | 101155 | IN PIT NORTH WEST CORNER OF LOT BY BILINGSLY 2ND FROM WEST
7135 | SAWMILL RD | 43016 | Active | 299688 | WATTS | LF009M2QT | RP | 1.000 | 3525009 | MIDDLE MECH/FURN ROOM AT WATER METER
7135 | SAWMILL RD | 43016 | Due Install |  |  |  | DCDA |  | 3636216 | N RISER CLOSET (DOUBLE DOORS)
7150 | SAWMILL RD | 43235 | Active | N1410071036 | FEBCO | LF880V | RP | 3.000 | 3606310 | NE MECH/HWT ROOM AT WATER RISER
7150 | SAWMILL RD | 43235 | Active | 16871 | WATTS | 007M1PCQT | DC | 0.750 | 3609413 | METER PIT
7150 | SAWMILL RD | 43235 | Active | 173699 | AMES | 3000SS | DCDA | 6.000 | 3609414 | METER PIT E OF TACO BELL ON MOUND
7150 | SAWMILL RD | 43235 | Not Required by DOW | 3927561 | WILKINS | 975 | RP | 1.000 | 3609578 | POOL EQUIPMENT ROOM
7150 | SAWMILL RD | 43235 | Not Required by DOW | 4044773 | WILKINS | 975 | RP | 1.250 | 3609579 | POOL EQUIPMENT ROOM
7150 | SAWMILL RD | 43235 | LPS - Active |  |  |  | LPC | 1.250 | 3636120 | DOMESTIC PUMP - IN NE MECH/WTR SOFNER ROOM W SIDE OF HALL
7160 | SAWMILL RD | 43235-1943 | Not Required by DOW | 487449 | FEBCO | 765 | PVB | 1.500 | 71521 | IN SE MECH ROOM ABOVE DEDUCT METER
7160 | SAWMILL RD | 43235-1943 | Active | 136552 | WATTS | LF009M2QT | RP | 2.000 | 3633936 | SE MECH/HWT ROOM AT WATER METER - OUTSIDE DR
7160 | SAWMILL RD | 43235-1943 | Active | 17550B | WILKINS | 350ASTDA | DCDA | 6.000 | 3633937 | IN PIT NW PROP/PARKNG LOT FIRE LINE
7160 | SAWMILL RD | 43235-1943 | Active | HC33357 | WILKINS | 950XLD | DC | 0.750 | 3644914 | IN PIT NW PROP/PARKNG LOT FIRE LINE
7170 | SAWMILL RD | 43235-1943 | Not Required by DOW | 1111117170 | HYDRO-GAP | XX | AG | 10.000 | 71540 | ABOVE 3 COMPARTMENT SINK -- AIR GAP
7170 | SAWMILL RD | 43235-1943 | Not Required by DOW | 252485 | WATTS | LF009M3QT | RP | 1.000 | 71541 | NEXT TO MOP SINK
7170 | SAWMILL RD | 43235-1943 | Active | 306201 | WATTS | LF009M2QT | RP | 1.000 | 3632464 | AT WATER METER IN MOP SINK BAY
7190 | SAWMILL RD | 43235-1943 | Not Required by DOW | 455780 | WILKINS | 975 | RP | 1.500 | 71587 | EAST SOUTH CORNER ABOVE METER
7190 | SAWMILL RD | 43235-1943 | Not Required by DOW | 790482 | WILKINS | 720A | PVB | 0.750 | 71588 | BACK ROOM ABOVE METER SETTING
7190 | SAWMILL RD | 43235-1943 | Active | 25023 | WATTS | LF919QT | RP | 1.500 | 3635010 | SE AT MECH AREA AT WATER METER
7200 | SAWMILL RD | 43235-5964 | Not Required by DOW | 225041 | FEBCO | 825Y | RP | 2.000 | 71616 | IN CAR WASH NEXT TO WATER METER
7200 | SAWMILL RD | 43235-5964 | Active | 047527 | FEBCO | 825Y | RP | 2.000 | 71617 | IN CAR WAH MECH ROOM NEXT TO WATER METER
7200 | SAWMILL RD | 43235-5964 | Not Required by DOW | 260864 | FEBCO | 825Y | RP | 1.000 | 71618 | IN CAR WASH NEXT TO WATER METER
7211 | SAWMILL RD | 43016 | Due Install |  |  |  | RP |  | 3525010 | NE BSMNT OF 7215 BLDG (THRU SPRINKLR VALVE RM) AT WATER METER
7235 | SAWMILL RD | 43016-5003 | Due Install |  |  |  | RP |  | 3525011 | NE BSMNT OF 7239 AT WATER METER
7250 | SAWMILL RD | 43235-1942 | Active | 1799810912 | AMES | 3000SS | DCDA | 6.000 | 102364 | WEST MECH RM OFF SERV BAY
7250 | SAWMILL RD | 43235-1942 | Active | 20113 | WATTS | 007M1QT | DC | 0.750 | 102365 | WEST MECH RM OFF SERV BAY
7250 | SAWMILL RD | 43235-1942 | Active | 33387 | CLA-VAL | RP4 | RP | 3.000 | 102383 | WEST MECH RM AT WATER METER OFF SERV BAY UNDER STEPS
7250 | SAWMILL RD | 43235-1942 | Removed | 426919REM | CLA-VAL | RP4 | RP | 2.000 | 102384 | REMOVED-
7250 | SAWMILL RD | 43235-1942 | Not Required by DOW | 320359 | WATTS | 009M2QT | RP | 2.000 | 102395 | CAR WASH NE MECH RM HIGH
7251 | SAWMILL RD | 43016-7406 | Active | 881843 | WILKINS | 975 | RP | 0.750 | 71694 | FURNACE ROOM
7259 | SAWMILL RD | 43016-6342 | Active | 881848 | WILKINS | 975XL | RP | 0.750 | 71701 | WATER METER ROOM. RT OF MENS RESTROOM
7263 | SAWMILL RD | 43235- | Active | 537540 | WILKINS | 975 | RP | 0.750 | 71706 | MECHANICAL ROOM AT METER
7269 | SAWMILL RD | 43235- | Not Required by DOW | 134793 | WATTS | 009QT | RP | 0.750 | 71713 | MECHANICAL ROOM
7269 | SAWMILL RD | 43235- | Active | 669703 | WILKINS | 975 | RP | 0.750 | 71714 | MECHANICAL ROOM
7275 | SAWMILL RD | 43016-9021 | Active | 681117 | WILKINS | 975 | RP | 0.750 | 71731 | BASEMENT OUTSIDE STEPS AND DOOR. LEFT SIDE OF BLDG
7281 | SAWMILL RD | 43235- | Active | W255342 | WILKINS | 975XLBMS | RP | 0.750 | 88847 | MECH ROOM AT WATER MTR
7287 | SAWMILL RD | 43216 | Active | W149835 | WILKINS | 975 | RP | 0.750 | 71750 | MECH ROOM SUITE 100 AT WATER MTR
7310 | SAWMILL RD | 43235-1826 | In Review |  |  |  | RP |  | 3636295
7370 | SAWMILL RD | 43235-1889 | Active | 278150 | WILKINS | 975 | RP | 1.000 | 71866 | FURNANCE/MECHANICAL ROOM IN SUNFLOWER
7370 | SAWMILL RD | 43235-1889 | Due Install |  |  |  | RP | 2.000 | 3633754 | METER ROOM NW DOOR -BEHIND WING SNOB AT WATER METER Outside Door
7400 | SAWMILL RD | 43016- | Active | 563383 | WILKINS | 975XL | RP | 1.500 | 71916 | WATER METER RM -S OUTSIDE DR W OF 7412 BACK DR -AT METER
7400 | SAWMILL RD | 43016- | Not required by DOW | H038121 | FEBCO | 765 | PVB | 1.500 | 71917 | WATER METER RM -S OUTSIDE DR W OF 7412 BACK DR
7452 | SAWMILL RD | 43235- | Active | 352973 | WILKINS | 975XL | RP | 1.000 | 72015 | IN BOX E(BACK) WALL AT METER BY SHOES - ONCE UPON A CHILD
7460 | SAWMILL RD | 43235-4559 | Not Required by DOW | T444764 | WILKINS | 720A | PVB | 1.000 | 72033 | S/E CORNER
7460 | SAWMILL RD | 43235-4559 | Active | AMA25786 | WILKINS | 975XL3 | RP | 2.000 | 3636906 | SE MECH/FURN ROOM AT WATER METER
7470 | SAWMILL RD | 43235- | Removed | 184549REM | WATTS | 009M2 | RP | 0.750 | 72051 | **REMOVED** REAR OF BUILDING BY WATER METER (Stock Room)
7470 | SAWMILL RD | 43235- | Active | ABB22517 | WILKINS | 975XL2 | RP | 1.000 | 3636871 | SE BY SINK & STAIRS AT WATER METER
7480 | SAWMILL RD | 43235- | Removed | REM1001551 | WILKINS | 975XLBMS | RP | 2.000 | 72075 | NE MECH ROOM AT WATER METER -OUTSIDE DR MAX & ERMA
7480 | SAWMILL RD | 43235- | Removed | 409792 | WILKINS | 720A | PVB | 1.500 | 72076 | OUTSIDE NE BY GAS MTR MAX & ERMA
7480 | SAWMILL RD | 43235- | Removed | 01951 | AMES | 4000B | RP | 2.000 | 72077 | NE MECH ROOM OUTSIDE DR ON LIMITED FIRE MAX & ERMA, "T" AFTER DOM CONTAINMENT
7480 | SAWMILL RD | 43235- | Active | 261833 | WATTS | LFOO9M2QT | RP | 2.000 | 3657706 | SHEETZ HOTBOX NW CORNER OF PROP
7490 | SAWMILL RD | 43016-8633 | Removed | W275959REM | WILKINS | 975XL | RP | 1.500 | 89764 | ***REMOVED*** MECH.ROOM NORTH WEST CORNER OF BANK
7490 | SAWMILL RD | 43016-8633 | Active | 059599 | WATTS | LF009M2QT | RP | 1.500 | 3633739 | IN HOT BOX AT WATER METER NW SWENSONS
7616 | SAWMILL RD | 43016-9028 | Removed | 86539REM | WILKINS | 975 | RP | 1.000 | 72345 | REMOVED-IN BLDG NW CORNER
7616 | SAWMILL RD | 43016-9028 | Active | 3838460 | WILKINS | 975XL | RP | 1.000 | 3607854 | SE BASEMENT AT WATER METER
7616 | SAWMILL RD | 43016-9028 | Not Required by DOW | 4012669 | WILKINS | 975XL | RP | 1.000 | 3607855 | SE BASEMENT ABOVE METER
7625 | SAWMILL RD | 43016-8632 | Active | 213005 | WATTS | 909 | RP | 4.000 | 87903 | DOOR 7619 W BACK OSDoor MECH/RISER RM AT WATER MTR LANDLORD DEVICE
7625 | SAWMILL RD | 43016-8632 | Not required by DOW | 432134 | WATTS | 909HWM1QT | RP | 2.000 | 87904 | DOOR 7619 W BACK OSDoor MECH/SPRINKLER RM LANDLORD DEVICE
7625 | SAWMILL RD | 43016-8632 | Not required by DOW | 430694 | WATTS | 909HWM1QT | RP | 2.000 | 87905 | SE SHOPS 7493-7501 W BACK MECH RM (7499 BK DOOR) TIM H, ATT&T -LANDLORD DEVICE
7625 | SAWMILL RD | 43016-8632 | Not required by DOW | 432366 | WATTS | 909PCM1QT | RP | 2.000 | 87906 | SE SHOPS 7561-69 SAWMILL -W BACK MECH RM (7567 BK DOOR) LANDLORD DEVICE
7625 | SAWMILL RD | 43016-8632 | Active | 68898 | WATTS | 007M1PCQT | DC | 0.750 | 88206 | W BACK RISER/ MECH RM OF RETAIL STORES DOOR #7619 LANDLORD DEVICE
7625 | SAWMILL RD | 43016-8632 | Active | 1485320306 | AMES | 3000SS | DCDA | 6.000 | 88207 | W BACK RISER MECH RM OF RETAIL STORES-DOOR #7619 LANDLORD DEVICE
7625 | SAWMILL RD | 43016-8632 | Not required by DOW | 423330 | WATTS | 909M1QT | RP | 2.000 | 90983 | 7625 KROGER W DOCK/RISER AREA
7625 | SAWMILL RD | 43016-8632 | Not required by DOW | 01280 | WATTS | 008PCQT | PVB | 0.500 | 91009 | 7625 KROGER AT SEAFOOD SINK
7625 | SAWMILL RD | 43016-8632 | Not required by DOW | 397182 | WILKINS | 460XL | SVB | 0.50 | 91012 | 7625 KROGER AT SINK IN MEAT DEPT
7625 | SAWMILL RD | 43016-8632 | Not required by DOW | 21915 | WATTS | LF008PCQT | SVB | 0.500 | 91015 | 7625 KROGER AT SINK IN BAKERY
7625 | SAWMILL RD | 43016-8632 | Not required by DOW | 37939 | WATTS | 008PCQT | PVB | 0.500 | 91016 | 7625 KROGER AT SINK IN DELI
7625 | SAWMILL RD | 43016-8632 | Not required by DOW | 27866 | WATTS | 008PCQT | PVB | 0.500 | 97065 | 7625 KROGER PRODUCE DEPT @SINK
7625 | SAWMILL RD | 43016-8632 | Not required by DOW | 2573039 | WILKINS | 975XL | RP | 0.750 | 3618387 | 3844 HARD, DENTIST, IN MECH RM ABOVE HWT
7630 | SAWMILL RD | 43016-9606 | Not Required by DOW | 28744 | WATTS | 919AQT | RP | 0.750 | 98979 | MECHANICAL ROOM AT WATER METER
7630 | SAWMILL RD | 43016-9606 | Active | 12670 | WATTS | 919AQT | RP | 1.500 | 98980 | NW BEHIND SHELVING AT WATER METER
7646 | SAWMILL RD | 43016-9296 | Active | 3893943 | WILKINS | 975 | RP | 1.000 | 3604229 | BACK BATHROOM AT WATER METER
7648 | SAWMILL RD | 43016-9296 | Active | 3868292 | WILKINS | 975 | RP | 1.000 | 3525015 | AT WATER METER AT BACK DOOR
7650 | SAWMILL RD | 43016-9296 | Due Install |  |  |  | RP | 1.000 | 3525016 | BACK BATHROOM AT WATER METER
7652 | SAWMILL RD | 43016-9296 | Due Install |  |  |  | RP | 1.000 | 3525017 | RESTROOM. REAR OF SHOP
7660 | SAWMILL RD | 43016-9296 | Active | 298764 | WATTS | 009M2PCQT | RP | 1.000 | 88409 | MECH ROOM
7664 | SAWMILL RD | 43016-9296 | Active | 17020 | WATTS | 919QT | RP | 1.500 | 3525020 | MC ALSTR DELI -E WALL AT WATER METER AT BACK DR
7664 | SAWMILL RD | 43016-9296 | Active | NL-0754 | AMES | COLT 200 | DC | 4.000 | 3604071 | MC ALSTR DELI -E WALL AT BACK DR AT RISER/HWT
7664 | SAWMILL RD | 43016-9296 | Active | 32662 | AMES | 2000B | DC | 0.750 | 3604072 | MC ALSTR DELI -E WALL AT BACK DR AT RISER/HWT
7668 | SAWMILL RD | 43016-9296 | Under renovation | A39981REM | WATTS | 009M2QT | RP | 1.000 | 95182 | SOUTH WALL NEXT TO METER ....REAR OF PARCEL
7675 | SAWMILL RD | 43017 | Not Required by DOW | 058816 | FEBCO | 825Y | RP | 1.000 | 99921 | JANITOR'S CLOSET
7675 | SAWMILL RD | 43017 | Active | 23780 | WATTS | 919AQT | RP | 1.000 | 99922 | BACK MECH/HWT ROOM AT WATER METER THRU BREAK ROOM/KITCHEN
7702 | SAWMILL RD | 43016-9297 | Active | 101372 | WATTS | LF009M2QT | RP | 1.500 | 3525021 | HOTBOX BY SAWMILL RD
7715 | SAWMILL RD | 43016 | Active | 19352 | WATTS | LF919QT | RP | 1.500 | 3614973 | HOT BOX ON EMERALD PKWY AT WATER MTR W OF SAWMILL IN BUSHES
7715 | SAWMILL RD | 43016 | Active | 01-0482 | AMES | COLT 300GV | DCDA | 4.000 | 3615453 | HOT BOX ON EMERALD PKWY N OF BLDG
7715 | SAWMILL RD | 43016 | Active | 41093 | AMES | 2000BM3 | DC | 0.750 | 3615454 | HOT BOX ON EMERALD PKWY N OF BLDG
7730 | SAWMILL RD | 43016-9297 | Not Required by DOW | 05792 | WATTS | 919 | RP | 0.500 | 3603802 | PAN WASHER BAKERY KITCHN -TO RIGHT SIDE OF
7730 | SAWMILL RD | 43016-9297 | Active | 1239C | WILKINS | 375AST | RP | 3.000 | 3605627 | BK OF BLDG FIRE PUMP ROLL UP DOOR E WALL AT METER -WALLMART
7730 | SAWMILL RD | 43016-9297 | Active | 827650114 | AMES | 3000SS | DCDA | 8.000 | 3605628 | BK OF BLDG FIRE PUMP ROLL UP DOOR E WALL
7730 | SAWMILL RD | 43016-9297 | Active | 71724 | AMES | 2000B | DC | 0.750 | 3605629 | BK OF BLDG FIRE PUMP ROLL UP DR E WALL
7730 | SAWMILL RD | 43016-9297 | Not Required by DOW | 01714 | WATTS | 008PCQT | SVB | 0.750 | 3607912 | PRODUCE COOLER AT MOP SINK, MID W WALL
7730 | SAWMILL RD | 43016-9297 | Not Required by DOW | 01935 | WATTS | 008PCQT | SVB | 0.750 | 3607913 | BAKERY WASH SANITIZER AT MOP SINK
7730 | SAWMILL RD | 43016-9297 | Not Required by DOW | 01943 | WATTS | 008PCQT | SVB | 0.750 | 3607914 | SE DOCK GEN RECEIVING MOP SINK
7730 | SAWMILL RD | 43016-9297 | Not Required by DOW | 01407 | WATTS | 008PCQT | SVB | 0.750 | 3607915 | MAINTENANCE AREA MOP SINK
7730 | SAWMILL RD | 43016-9297 | Not Required by DOW | 01584 | WATTS | 008PCQT | SVB | 0.750 | 3607916 | MEAT DEPT AT MOP SINK S WALL
7730 | SAWMILL RD | 43016-9297 | Not Required by DOW | 01574 | WATTS | 008PCQT | SVB | 0.750 | 3607917 | FRONT MAINT RM BY RESTROOMS AT MOP SINK
7730 | SAWMILL RD | 43016-9297 | Not Required by DOW | 03662 | WATTS | 007QT | DC | 0.500 | 3607918 | SUBWAY WALMART BY SODA DISPENSER/SINK
7730 | SAWMILL RD | 43016-9297 | LPS - Active |  |  |  | LST |  | 3655909
7732 | SAWMILL RD | 43016 | Not Required by DOW | 43994 | WATTS | LF919QT | RP | 1.000 | 3604277 | YARD HYDRNT PARKNG LOT-WALMART GARDEN CTR CLOSET-PUMP RM BY MTR
7732 | SAWMILL RD | 43016 | Active | 16927 | WATTS | LF919QT | RP | 1.500 | 3606024 | GARDEN CTR- CLOSET-PUMP RM AT WATER METER
7742 | SAWMILL RD | 43016-8522 | Active | 4663844 | WILKINS | 975XL2 | RP | 0.750 | 3606088 | SE SERVICE AREA/DESK AT WATER METER
7744 | SAWMILL RD | 43016-8522 | Active | 48249 | WATTS | 919QT | RP | 1.000 | 3525023 | N UTLTY/FURNACE RM AT WATER METER
8400 | SAWMILL RD | 43065 | Active | 127893 | AMES | 4000SS | RP | 3.000 | 73799 | METER BLDG -SAWMILL RD SW CORNER OF COMPLEX
8400 | SAWMILL RD | 43065 | Active | 1373430804 | AMES | 3000SS | DCDA | 6.000 | 73800 | METER BLDG -SAWMILL RD SW CORNER OF COMPLEX
8400 | SAWMILL RD | 43065 | Active | 34798 | WATTS | 719QT | DC | 0.750 | 73801 | METER BLDG -SAWMILL RD SW CORNER OF COMPLEX
8450 | SAWMILL RD | 43065-9469 | Not Required by DOW | 075795 | WATTS | 909HWQT | RP | 0.750 | 73873 | MECHANICAL ROOM 172 M
8450 | SAWMILL RD | 43065-9469 | Active | 40348 | WILKINS | 375-AST | RP | 3.000 | 3626758 | AT WATER MTR. IN BOILER ROOM
8450 | SAWMILL RD | 43065-9469 | Active | 32873 | WILKINS | 350A | DCDA | 8.000 | 3628288 | IN PIT
8450 | SAWMILL RD | 43065-9469 | Active | HC70056 | WILKINS | 950XLT2 | DC | 0.750 | 3655066 | IN PIT
6495 | SAWMILL RD BLDG A | 43017 | Active | 65765 | WATTS | 909QT | RP | 1.000 | 101706 | NW MECH ROOM AT 1 WATER MTR W/MOP SINK-HWT
6495 | SAWMILL RD BLDG B | 43017-9007 | Active | 4247645 | WILKINS | 975XL | RP | 0.750 | 101726 | NW MECH ROOM AT 3/4" WATER MTR IRRIGATION ONLY
4605 | SAWMILL RD UNIT A | 43220 | Active | 108151304 | FEBCO | 856 | DCDA | 6.000 | 64550 | METER PIT NORTH EAST CORNER
4605 | SAWMILL RD UNIT A | 43220 | Active | 18896 | FEBCO | 805YB | DC | 0.750 | 64552 | METER PIT-NEAST CORNER NEAR SAWMILL ROAD
4605 | SAWMILL RD UNIT A | 43220 | Active | L07306 | WILKINS | 375DA | RP | 3.000 | 64553 | MECH ROOM
4605 | SAWMILL RD UNIT A | 43220 | Removed | 2605898REM | WILKINS | 975XLBMS | RP | 2.000 | 91586 | REMOVED-SOUTH BOILER ROOM
4605 | SAWMILL RD UNIT A | 43220 | Not Required by DOW | 188636 | WATTS | 009M2QT | RP | 1.250 | 3632686 | POOL EQUIPMENT ROOM
4605 | SAWMILL RD UNIT A | 43220 | Not Required by DOW | T229949 | WILKINS | 720A | PVB | 0.750 | 3632687 | SOUTH SIDE BOILER ROOM
6790 | SAWMILL RD UNIT A | 43235-2783 | Active | 22458 | WATTS | LF919QT | RP | 1.500 | 3624578 | SE AT METER BEHIND DOOR
6790 | SAWMILL RD UNIT A | 43235-2783 | Not Required by DOW | 4351244 | WILKINS | 975XL | RP | 1.000 | 3628100
6790 | SAWMILL RD UNIT A | 43235-2783 | LPS - Active |  |  |  | LPC |  | 3633893 | DOMESTIC PUMP -
7251 | SAWMILL RD UNIT A | 43016-7406 | Active | 5017965 | WILKINS | 975XL2 | RP | 1.000 | 71695 | OUTSIDE BEHIND BUILDING BETWEEN 2 ELECTRICAL COLUMNS
7293 | SAWMILL RD UNIT A | 43016 | Active | 546553 | WATTS | 909QT | RP | 0.750 | 71757 | BACK MECH ROOM
4605 | SAWMILL RD UNIT B | 43220 | Not Required by DOW | 113473 | WATTS | 009M2PCQT | RP | 0.750 | 64551 | SOUTH SIDE BOILER ROOM
4605 | SAWMILL RD UNIT B | 43220 | Active | 30426 | WILKINS | 375A | RP | 4.000 | 3586470 | SOUTH SIDE BOILER ROOM
4605 | SAWMILL RD UNIT B | 43220 | Not Required by DOW | 59550 | WATTS | 919QT | RP | 0.750 | 3633099 | SOUTH SIDE BOILER ROOM
4605 | SAWMILL RD UNIT B | 43220 | LPS - Active |  |  |  | LPC |  | 3635337 | DOMESTIC PUMP -
7293 | SAWMILL RD UNIT B | 43016-9684 | Inactive |  |  |  | RP |  | 3588909 | AT 1" WATER METER IN MECH ROOM "B" ACCT
529 | SAWYER BLVD | 43203-1000 | Not Required by DOW | 71706 | WATTS | LF919QT | RP | 0.750 | 66556 | 529 TOWER BEHIND BOILER #1 16TH FL
529 | SAWYER BLVD | 43203-1000 | Not Required by DOW | A76301 | WATTS | 009M3QT | RP | 0.750 | 66557 | 521 PENTHOUSE MECH ROOM BEHIND BOILER #2
529 | SAWYER BLVD | 43203-1000 | Not Required by DOW | 10090 | WATTS | 919QT | RP | 1.250 | 66558 | 521 PENTHOUSE MECH ROOM BY STAIRS TO ELEVATOR ROOM
529 | SAWYER BLVD | 43203-1000 | Duplicate | 47815REM | WATTS | 909QT | RP | 0.750 | 66559 | ** DUPLICATE - REMOVED *** SIDE OF BOILER 15TH REPLACED BY #71706
529 | SAWYER BLVD | 43203-1000 | Not Required by DOW | 30529 | WATTS | 919QT | RP | 0.750 | 66560 | 529 PENTHOUSE MECH ROOM ABOVE CONDENSATE TANK
529 | SAWYER BLVD | 43203-1000 | Inactive | 36511 | WATTS | 919AQT | RP | 0.750 | 66561 | 529 PENTHOUSE MECH ROOM BY BOILER #2
529 | SAWYER BLVD | 43203-1000 | Not Required by DOW | A96556 | WATTS | 009M3QT | RP | 0.750 | 97783 | 521 PENTHOUSE MECH ROOM BEHIND BOILER #1
529 | SAWYER BLVD | 43203-1000 | Duplicate | 36511REM | WATTS | 919QT | RP | 0.750 | 97785 | *** REMOVED - DUPLICATE *** boiler room
529 | SAWYER BLVD | 43203-1000 | Not Required by DOW | 09568 | WATTS | 919QT | RP | 1.250 | 100141 | 529 PENTHOUSE MECH ROOM BY STAIRS TO ELEVATOR ROOM
529 | SAWYER BLVD | 43203-1000 | Not Required by DOW | 627824 | WATTS | 909QT | RP | 0.750 | 3611820 | 521 PENTHOUSE MECH ROOM BY CONDENSATE TANK
529 | SAWYER BLVD | 43203-1000 | Active | TI-0157 | WATTS | 957 | RP | 6.000 | 3623126 | HOT BOX AT PIT N OF TOWERS
529 | SAWYER BLVD | 43203-1000 | LPS - Active |  |  |  | LST |  | 3638896 | FIRE PUMP
529 | SAWYER BLVD | 43203-1000 | LPS - Active |  |  |  | LPC |  | 3638897 | DOMESTIC PUMP -
529 | SAWYER BLVD | 43203-1000 | Not Required by DOW | 80787 | WATTS | LF919QT | RP | 0.750 | 3641117
293 | SAWYER CT | 43123-3306 | Active | CB326783 | WILKINS | 720 | PVB | 0.750 | 3525125 | LEFT SIDE OF HOUSE
3070 | SAWYER DR | 43123-3309 | Active | 2850464 | WILKINS | 950XLD | DC | 0.750 | 95452 | Basement
4265 | SAWYER RD | 43219-3812 | Active | 1121222121 | AMES | 3000SS | DCDA | 4.000 | 63460 | MECH ROOM SE CORNER OF BUILDING
4265 | SAWYER RD | 43219-3812 | Active | 166023 | WATTS | 909 | RP | 3.000 | 63461 | NORTH WALL OF MECH ROOM
4265 | SAWYER RD | 43219-3812 | Active | 23645 | AMES | 2000B | DC | 0.750 | 63462 | MECH ROOM SOUTH EAST CORNER OF BUILDING
4265 | SAWYER RD | 43219-3812 | Not Required by DOW | 602019 | WILKINS | 720A | PVB | 1.500 | 63463 | BACK OF BUILDING
4265 | SAWYER RD | 43219-3812 | Not Required by DOW | 1345853 | WILKINS | 975XLBMS | RP | 0.750 | 103399 | 2ND FLOOR ICE MAKER
4265 | SAWYER RD | 43219-3812 | Not Required by DOW | 1345861 | WILKINS | 975XLBMS | RP | 0.750 | 103400 | 2ND FLOOR ICE MAKER
4270 | SAWYER RD | 43219-3811 | Removed | H620161REM | FEBCO | 765 | PVB | 1.000 | 63478 | POOL EQUIPMENT ROOM REMOVED
4270 | SAWYER RD | 43219-3811 | Removed | 31095REM | AMES | 3000SS | DCDA | 6.000 | 63479 | MECHANICAL ROOM SE END OF OF BLDG BY POOL - OUTSIDE REMOVED
4270 | SAWYER RD | 43219-3811 | Removed | 96123REM | WATTS | 007QT | DC | 0.750 | 63480 | MECHANICAL ROOM SE END OF BLDG BY POOL - OUTSIDE REMOVED
4885 | SAWYER RD | 43219- | Active | 090264 | WILKINS | LF009M2QT | RP | 2.000 | 3525155 | HOT BOX JUST WEST OF FIRE STATION INSIDE GATE
4925 | SAWYER RD | 43219-1846 | Active | 216623 | WATTS | 909QTFDA | RP | 4.000 | 96320 | EAST BAY WALL ARFF
4925 | SAWYER RD | 43219-1846 | Active | 67077 | AMES | 3000SS | DCDA | 4.000 | 96338 | EAST BAY
4925 | SAWYER RD | 43219-1846 | Active | 60430 | AMES | 2000B | DC | 0.750 | 96339 | EAST BAY
5055 | SAWYER RD | 43219-1866 | Active | 2000771102 | AMES | 5000 | RPDA | 6.000 | 65875 | MECH ROOM
5055 | SAWYER RD | 43219-1866 | Active | 1073979 | WILKINS | 975 | RP | 2.000 | 65876 | ROOM 108
5055 | SAWYER RD | 43219-1866 | Active | 1256291 | WILKINS | 975XL | RP | 2.000 | 65878 | ROOM 108
5055 | SAWYER RD | 43219-1866 | Active | 287778 | WATTS | 800M4QT | PVB | 0.750 | 65879 | ABOVE KITCHEN JANITOR'S CLOSET FOR HOSE
5055 | SAWYER RD | 43219-1866 | Active | 04419 | AMES | 4000B | RP | 0.750 | 65880 | ROOM 108
1098 | SAY AVE | 43201-3515 | Active | VAA2847 | WILKINS | 720 | PVB | 0.750 | 3525197 | BACK LEFT
5141 | SCARBOROUGH BLVD | 43232 | Active | 261310 | WATTS | LF009M2QT | RP | 2.000 | 3657447
5141 | SCARBOROUGH BLVD | 43232 | Active | YG- 0063 | AMES | COLT 300-GV | DCDA | 8.000 | 3657448
5141 | SCARBOROUGH BLVD | 43232 | Active | 77903 | AMES | 2000BM3 | DC | 0.750 | 3657449
5141 | SCARBOROUGH BLVD | 43232 | LPS - Active |  |  |  | LST |  | 3658121 | PUMP ROOM
5555 | SCARBOROUGH BLVD | 43232-4730 | Not Required by DOW | W17794 | WILKINS | 975 | RP | 2.000 | 67278 | MAIN CHILLER ROOM
5555 | SCARBOROUGH BLVD | 43232-4730 | Removed | 219225REM | WILKINS | 975 | RP | 0.750 | 67279 | UTILITY ROOM MAIN ENTRANCE -OUTLET STORE
5555 | SCARBOROUGH BLVD | 43232-4730 | Removed | 219232REM | WILKINS | 975 | RP | 1.500 | 67280 | UTILITY ROOM OUTLET STORE
5555 | SCARBOROUGH BLVD | 43232-4730 | Not Required by DOW | 228034 | WILKINS | 975 | RP | 2.000 | 67281 | BOILER ROOM -- POWER HOUSE
5555 | SCARBOROUGH BLVD | 43232-4730 | Removed | 228035REM | WILKINS | 975 | RP | 2.000 | 67282 | PENTHOUSE EQUIPMENT RM ABOVE OUTLET STORE
5555 | SCARBOROUGH BLVD | 43232-4730 | Not Required by DOW | 15916 | WATTS | 919QT | RP | 2.000 | 67283 | 1ST FLOOR FILTER WATER ROOM
5555 | SCARBOROUGH BLVD | 43232-4730 | Not Required by DOW | 228046 | WILKINS | 975 | RP | 2.000 | 67284 | PUMP ROOM - BOILER HOUSE
5555 | SCARBOROUGH BLVD | 43232-4730 | Not Required by DOW | 15430 | WATTS | 919QT | RP | 2.000 | 67285 | 1ST FLOOR FILTER WATER ROOM
5555 | SCARBOROUGH BLVD | 43232-4730 | Not Required by DOW | 284392 | WILKINS | 975 | RP | 2.000 | 67286 | 1ST FLOOR FILTER ROOM
5555 | SCARBOROUGH BLVD | 43232-4730 | Not Required by DOW | 67421 | WATTS | 009QT | RP | 2.000 | 67287 | Chiller Room
5555 | SCARBOROUGH BLVD | 43232-4730 | Not Required by DOW | B08700 | WILKINS | 975 | RP | 4.000 | 67288 | COL-4 JJ-7 & JJ-6
5555 | SCARBOROUGH BLVD | 43232-4730 | Not Required by DOW | 18683 | WATTS | 919QT | RP | 2.000 | 67289 | WEST MECHANICAL ROOM
5555 | SCARBOROUGH BLVD | 43232-4730 | Not Required by DOW | 13079 | WATTS | 919QT | RP | 0.500 | 67290 | 1ST FL FILTER ROOM
5555 | SCARBOROUGH BLVD | 43232-4730 | Removed | 67411REM | WATTS | 009QT | RP | 2.000 | 91121 | EQUIP RM UPPER LEVEL MAION ENTRANCE OFFICE
5555 | SCARBOROUGH BLVD | 43232-4730 | Not Required by DOW | 8027 | WILKINS | 975 | RP | 4.000 | 91122 | CO-4 JJ-7 AND JJ-6
5555 | SCARBOROUGH BLVD | 43232-4730 | Not Required by DOW | 24539 | WATTS | 919QT | RP | 0.750 | 3610063 | EYE WASH, MAIN CHILLER ROOM
5555 | SCARBOROUGH BLVD | 43232-4730 | Active | YG-1791 | WATTS | 957 | RP | 8.000 | 3636498
5555 | SCARBOROUGH BLVD | 43232-4730 | Safe storage | [5 empty] | 3636500
5555 | SCARBOROUGH BLVD | 43232-4730 | LPS - Active |  |  |  | LST |  | 3636501 | FIRE PUMP
5555 | SCARBOROUGH BLVD | 43232-4730 | LPS - Active |  |  |  | LST |  | 3646021
5555 | SCARBOROUGH BLVD | 43232-4730 | Active | WJ-0827 | AMES | COLT 500-GV | RPDA | 10.000 | 3646022
5555 | SCARBOROUGH BLVD | 43232-4730 | Active | 95983 | WATTS | 919 | RP | 0.750 | 3657930
5665 | SCARBOROUGH BLVD | 43232-4730 | Active | 4714177 | WILKINS | 975XL2 | RP | 1.500 | 67545 | METER CLOSET
5777 | SCARBOROUGH BLVD | 43232-4748 | Removed | 3439969REM | WILKINS | 975 | RP | 2.000 | 67935 | **REMOVED**ABOVE MAN DOOR FROM CARWASH TO EXISTING BLDG
5777 | SCARBOROUGH BLVD | 43232-4748 | Active | 4974321 | WILKINS | 975XL2 | RP | 2.000 | 67936 | BEHIND WATER METER IN MAIN BUILD-RT HAND SIDE-MIDDLE OF BUILD
5777 | SCARBOROUGH BLVD | 43232-4748 | Not Required by DOW | 4973149 | WILKINS | 975XL2 | RP | 1.000 | 90457 | BODY SHOP PAINT AREA
5840 | SCARBOROUGH BLVD | 43232-4746 | Active | 4415754 | WILKINS | 975 | RP | 1.500 | 3525287 | RISER ROOM AT METER
5840 | SCARBOROUGH BLVD | 43232-4746 | Active | 26720 | WATTS | 007M1QT | DC | 0.750 | 3626841 | RISER ROOM SW CORNER
5840 | SCARBOROUGH BLVD | 43232-4746 | Active | 1915270517 | AMES | 3000SS | DCDA | 6.000 | 3626842 | RISER ROOM SW CORNER
5858 | SCARBOROUGH BLVD | 43232-4746 | Active | 072168 | WATTS | LF009M2 | RP | 1.500 | 3525288 | BEHIND WALL IN DETAIL SHOP AT METER
5875 | SCARBOROUGH BLVD | 43232-4749 | Removed | 130724REM | WILKINS | 975XL | RP | 1.500 | 68207 | REMOVED-MECHANICAL ROOM
5875 | SCARBOROUGH BLVD | 43232-4749 | Removed | 49130REM | WATTS | 009QT | RP | 1.000 | 68208 | REMOVED-UTILITY ROOM
5890 | SCARBOROUGH BLVD | 43232-4746 | Active | 09796 | WATTS | 919QT | RP | 1.250 | 68229 | S/E CORNER OF BLDG BY METER, IN BREAK ROOM
5890 | SCARBOROUGH BLVD | 43232-4746 | Active | TH-1824 | AMES | 3000gv | DCDA | 4.000 | 3635338 | ON FIRE LINE
5890 | SCARBOROUGH BLVD | 43232-4746 | Active | 57275 | AMES | 2000BM3 | DC | 0.750 | 3639644 | ON FIRE LINE BYPASS
5891 | SCARBOROUGH BLVD | 43232-4749 | Active | 16385 | WILKINS | 375AST | RP | 3.000 | 68232 | METER MECHANICAL ROOM NEXT TO WATER METER
5891 | SCARBOROUGH BLVD | 43232-4749 | Due Install |  |  |  | DCDA | 8.000 | 3624998
5910 | SCARBOROUGH BLVD | 43232-4726 | Removed | 114388REM | WATTS | 009QT | RP | 1.000 | 68299 | REMOVED-MECHANICAL ROOM EAST OF ROOM 107 IN SIDE DOOR IN CEILING
5910 | SCARBOROUGH BLVD | 43232-4726 | Active | 4952090 | WILKINS | 975XL2 | RP | 2.000 | 68300 | MECH ROOM
5910 | SCARBOROUGH BLVD | 43232-4726 | Not Required by DOW | 55064 | WATTS | 009QT | RP | 1.000 | 68301 | MECHANICAL ROOM - CHILLER
5936 | SCARBOROUGH BLVD | 43232 | Active | A06018 | WATTS | 009M2QT | RP | 1.500 | 94646 | PARTS ROOM AT METER
5950 | SCARBOROUGH BLVD | 43232-4747 | Active | 3836728 | WILKINS | 975XL | RP | 2.000 | 68388 | POOL EQUIPMENT ROOM
5950 | SCARBOROUGH BLVD | 43232-4747 | Active | 334938 | WATTS | 909M1QT | RP | 2.000 | 68389 | SOUTH SIDE OF BUILDING CENTER
5950 | SCARBOROUGH BLVD | 43232-4747 | Active | 2HN1047 | AMES | 2000SS-M | DC | 4.000 | 93205 | RISER ROOM
5950 | SCARBOROUGH BLVD | 43232-4747 | Due Install |  |  |  | RP | 6.000 | 3626860 | AT PIT
5970 | SCARBOROUGH BLVD | 43232-4747 | Active | 59450 | WATTS | 009QT | RP | 0.750 | 68433 | AT WATER METER IN S.E. CORNER OF BLDG
5711 | SCARBOROUGH BLVD UNIT A | 43232-4748 | Active | 194089 | WILKINS | 975 | RP | 1.250 | 67694 | EAST WALL - WATER METER ROOM
5711 | SCARBOROUGH BLVD UNIT A | 43232-4748 | Replaced | REP204080 | WILKINS | 975 | RP | 2.000 | 67695 | REPLACED- EAST WALL - WATER METER ROOM
5711 | SCARBOROUGH BLVD UNIT A | 43232-4748 | Active | 4974435 | WILKINS | 975XL2 | RP | 1.500 | 67696 | EAST WALL IN WATER METER ROOM
5711 | SCARBOROUGH BLVD UNIT A | 43232-4748 | Active | 4354982 | WILKINS | 975XL2 | RP | 2.000 | 3611572 | BODY SHOP OFFICE CLOSET 5711
7987 | SCARBOROUGH HALL DR | 43054 | Removed | CB01620REM | WILKINS | 720A | PVB | 0.750 | 103099 | LEFT SIDE BY GAS METER
8011 | SCARBOROUGH HALL DR | 43054 | Active | CB016869 | WILKINS | 720A | PVB | 0.750 | 3602960 | RIGHT SIDE OF HOUSE
6950 | SCARLET OAK DR | 43026 | Active | CB637059 | WILKINS | 720A | PVB | 0.750 | 3641280 | RIGHT SIDE OF HOUSE
6958 | SCARLET OAK DR | 43026 | Active | CAB350122 | WILKINS | 720A | PVB | 0.750 | 3644776
6999 | SCARLET OAK DR | 43026 | Active | T338469 | WILKINS | 720A | PVB | 0.750 | 3636768 | LEFT SIDE
7022 | SCARLET OAK DR | 43026 | Active | EAE8621 | WILKINS | 720 | PVB | 0.750 | 3644588
7023 | SCARLET OAK DR | 43026 | Active | CAD728 | WILKINS | 710 | PVB | 0.750 | 3638108 | LEFT SIDE OF HOUSE
7030 | SCARLET OAK DR | 43026 | Active | T423889 | WILKINS | 720A | PVB | 0.750 | 3641371 | RIGHT SIDE
7031 | SCARLET OAK DR | 43026 | Active | T390849 | WILKINS | 720A | PVB | 0.750 | 3641191 | Rignt Side of House
7046 | SCARLET OAK DR | 43026 | Active | T486501 |  | 720 | PVB | 0.750 | 3638831 | RIGHT SIDE
7047 | SCARLET OAK DR | 43026 | Active | CB602529 | WILKINS | 720A | PVB | 0.750 | 3638294 | RIGHT FRONT
7054 | SCARLET OAK DR | 43026 | Active | T410798 | WILKINS | 720A | PVB | 0.750 | 3638595 | RIGHT SIDE OF HOUSE
7078 | SCARLET OAK DR | 43026 | Active | EAJ6215 | WILKINS | 720A | PVB | 0.750 | 3646720 | RIGHT SIDE
8781 | SCARSDALE BLVD | 43065-9079 | Removed | G242137REM | WILKINS | 720A | PVB | 0.750 | 99839 | RIGHT SIDE
4405 | SCENIC DR | 43214-3040 | Active | 427327 | WATTS | 009M3QT | RP | 1.000 | 63945 | BOILER ROOM - Whetstone H.S.
4405 | SCENIC DR | 43214-3040 | Removed | 4014484REM | WILKINS | 975 | RP | 0.750 | 63946 | BOILER ROOM -- STADIUM Whetstone H.S.
4405 | SCENIC DR | 43214-3040 | Removed | 361851REM | WATTS | 909QT | RP | 0.750 | 63947 | MECHANICAL ROOM -WEST - Whetstone H.S.
4405 | SCENIC DR | 43214-3040 | Due Install |  |  |  | RP | 4.000 | 3632634
4665 | SCENIC DR | 43214-2518 | Removed | 375149REM | WILKINS | 420 | PVB | 1.000 | 64747 | MIDDLE REAR OF HOUSE
4668 | SCENIC DR | 43214-2519 | Active | 4710831 | WILKINS | 975XL | RP | 0.750 | 3525349 | Back of house
4681 | SCENIC DR | 43214-2518 | Active | A047864 | WILKINS | 720A | PVB | 1.000 | 92053 | FRONT OF HOUSE
4718 | SCENIC DR | 43214-2521 | Active | 54960 | FEBCO | 765 | PVB | 1.000 | 64871 | FRONT OF HOUSE
4723 | SCENIC DR | 43214-2520 | Active | CB457131 | WILKINS | 720 | PVB | 1.000 | 3525355 | FRONT
4743 | SCENIC DR | 43214-2520 | Active | T230786 | WILKINS | 720A | PVB | 0.750 | 3525357
4752 | SCENIC DR | 43214-2521 | Active | EAF4290 | WILKINS | 720A | PVB | 0.750 | 96852 | LEFT SIDE OF HOUSE
4755 | SCENIC DR | 43214-2520 | Active | F125171 | WILKINS | 720A | PVB | 1.000 | 98716 | BETWEEN FRONT DOOR & GARAGE
2508 | SCHAAF DR | 43209-3207 | Active | G242184 | WILKINS | 720A | PVB | 0.750 | 98584 | LEFT SIDE OF THE HOUSE
2530 | SCHAAF DR | 43209-3273 | Active | GE7730 | FEBCO | 765 | PVB | 0.750 | 94525 | FRONT OF HOUSE
500 | SCHERERS CT | 43085-5709 | Not Required by DOW | 3239 | WILKINS | 375 | RP | 3.000 | 65625 | In the wash rack.
500 | SCHERERS CT | 43085-5709 | Active | 157017 | WATTS | 909 | RP | 3.000 | 65626 | MECH ROOM BY BATHROOMS (X FROM MEN'S) AT WATER METER
500 | SCHERERS CT | 43085-5709 | Active | 3LN2124 | AMES | 3000SS | DCDA | 6.000 | 65627 | MID E WALL IN GARAGE RISER AREA
500 | SCHERERS CT | 43085-5709 | Active | 98520 | WATTS | 007M1QT | DC | 0.750 | 65628 | MID EAST WALL IN GARAGE RISER AREA
500 | SCHERERS CT | 43085-5709 | Not Required by DOW | 411219 | WATTS | 909HWM1QT | RP | 2.000 | 3613432 | NORTH WALL
535 | SCHERERS CT | 43085-5710 | Removed | REM194627 | WATTS | 009M1PCQT | RP | 2.000 | 66703 | REMOVED - ENTRANCE AT METER PIT
535 | SCHERERS CT | 43085-5710 | Not Required by DOW | 106708 | AMES | 3000SS | DCDA | 8.000 | 93234 | 535 sprinkler cage 1 of 2
535 | SCHERERS CT | 43085-5710 | Not Required by DOW | 13020 | AMES | 2000B | DC | 0.750 | 93236 | 535 sprinkler cage 2 of 2
535 | SCHERERS CT | 43085-5710 | Removed | REMA00848 | AMES | 4000B | RP | 2.000 | 95529 | REMOVED - 583 SCHERERS, MECH ROOM
535 | SCHERERS CT | 43085-5710 | Not Required by DOW | 24965 | WATTS | 009QT | RP | 0.750 | 95531 | 535 mech room 2 of 3
535 | SCHERERS CT | 43085-5710 | Not Required by DOW | 13854 | AMES | 2000B | DC | 0.750 | 95532 | 535 mech room 3 of 3
535 | SCHERERS CT | 43085-5710 | Not Required by DOW | 108945 | AMES | 3000SS | DCDA | 4.000 | 95533 | 535 mech room 1 of 3
535 | SCHERERS CT | 43085-5710 | Removed | REMN0708060529 | FEBCO | 870V | DC | 8.000 | 95534 | REMOVED - 583 SCHERERS CT, MECH ROOM
535 | SCHERERS CT | 43085-5710 | Removed | REM220394 | WATTS | 909QT | RP | 0.750 | 95535 | REMOVED - 583 SCHERERS CT, MECH ROOM
535 | SCHERERS CT | 43085-5710 | Not Required by DOW | A21138 | WATTS | 009M3 | RP | 0.750 | 95536 | 535 pump room 1 of 1
535 | SCHERERS CT | 43085-5710 | Removed | REM428759 | WATTS | 909QT | RP | 0.750 | 95537 | REMOVED - 583 SCHERERS CT, MECH ROOM
535 | SCHERERS CT | 43085-5710 | Not Required by DOW | 15935 | WATTS | 919QT | RP | 2.000 | 100185 | Security office 1 of 2
535 | SCHERERS CT | 43085-5710 | Not Required by DOW | 167977 | AMES | 2000SS-M | DC | 6.000 | 100188 | security office 2 of 2
535 | SCHERERS CT | 43085-5710 | Not Required by DOW | 13927 | WATTS | 919QT | RP | 1.500 | 100189 | 555 gen bay towers 1 of 1
535 | SCHERERS CT | 43085-5710 | Active | RC-0651 | AMES | COLT 400 | RP | 6.000 | 3622629 | IN HOT BOX AT METER AT ENTRANCE
535 | SCHERERS CT | 43085-5710 | Not Required by DOW | 081101 | WATTS | LF009M2QT | RP | 2.000 | 3626743 | MAIN WATER ROOM 187
535 | SCHERERS CT | 43085-5710 | Not Required by DOW | 037736 | WATTS | LF909QT | RP | 0.750 | 3626744 | ROOM MECH 169
535 | SCHERERS CT | 43085-5710 | Not Required by DOW | 1788240417 | AMES | 2000SS | DC | 8.000 | 3626772 | SCHERERS CT S.W. CORNER
535 | SCHERERS CT | 43085-5710 | Not Required by DOW | J028869 | FEBCO | 825Y | RP | 1.500 | 3639012 | IN UNHEATED SMALL HOT BOX -IRRIGATION
535 | SCHERERS CT | 43085-5710 | Not Required by DOW | 040927 | WATTS | LF909QT | RP | 1.000 | 3646443 | 2ND FLOOR RISER ROOM OF 585
535 | SCHERERS CT | 43085-5710 | Not Required by DOW | 042317 | WATTS | LF909QT | RP | 1.000 | 3646444 | 2ND FLOOR RISER ROOM OF 585
614 | SCHERERS PL | 43016-1284 | Active | W249136 | WILKINS | 975XLBMS | RP | 1.000 | 69138 | BACK ROOM BY OVERHEAD DOOR
7010 | SCHIESER FARMS E RD | 43137 | Active | AMA15379 | WILKINS | 975XL3 | RP | 2.000 | 3657044 | PUMP HOUSE BLDG NW CONER OF PROPERTY
7010 | SCHIESER FARMS E RD | 43137 | Active | 11050750323 | AMES | 3000 | DCDA | 10.000 | 3657052 | PUMP HOUSE
7010 | SCHIESER FARMS E RD | 43137 | Active | 88495 | AMES | 2000B | DC | 0.750 | 3657053 | PUMP HOUSE BLDG NW CONER OF PROPERTY
7010 | SCHIESER FARMS E RD | 43137 | LPS - Active |  |  |  | LST |  | 3658112 | PUMP HOUSE BLDG NW CONER OF PROPERTY
4450 | SCHIRTZINGER RD | 43026-2417 | Removed | 382474REM | WATTS | 909M1QT | RP | 1.500 | 64061 | REMOVED-POOL MECH RM
4450 | SCHIRTZINGER RD | 43026-2417 | Removed | 437188REM | WATTS | 909HWM1QT | RP | 1.500 | 64062 | REMOVED-POOL WH RM
4450 | SCHIRTZINGER RD | 43026-2417 | Active | 17149C | WILKINS | 375AST | RP | 3.000 | 3638772 | SW-MECH/METR ROOM SINGLE MAN OUTSIDE DOOR AT WATER METER MAIN POOL BLDG
4450 | SCHIRTZINGER RD | 43026-2417 | Not Required by DOW | 4730047 | WILKINS | 975XL2 | RP | 2.000 | 3638814 | SW MECH ROOM DOUBLE DOORS PUMP ROOM FOR SPLASH AREA
4584 | SCHIRTZINGER RD | 43026-2418 | Active | EAJ0389 | WILKINS | 720A | PVB | 0.750 | 101953 | LEFT SIDE
4660 | SCHIRTZINGER RD | 43026- | Active | 82788 | WATTS | 800QT | PVB | 1.000 | 64719 | S/SIDE OF SCHIRTZINGER RD ENTRANCE
7465 | SCHLEPPI RD | 43054 | Active | 4563598 | WILKINS | 975XL2 | RP | 1.000 | 3638768 | MAIN ENT HOT BOX NW CORNER OF NEW ALBANY CONDUIT AND NOTTINGHAM BLVD
141 | SCHOFIELD DR | 43213-3804 | Active | 577014 | WILKINS | 975 | RP | 1.000 | 54937 | SW CORNER OF BUILDING
200 | SCHOFIELD DR | 43213-3803 | Active | 4973039 | WILKINS | 975A | RP | 0.750 | 89450 | MECH ROOM
241 | SCHOFIELD DR | 43213 | Active | 3204037 | WILKINS | 975XLTCU | RP | 1.500 | 98136 | END UNIT/CLOSET
570 | SCHOOLWAY DR | 43026-7350 | Active | T013216 | WILKINS | 720A | PVB | 0.750 | 99985 | LEFT FRONT
5754 | SCHOOLWAY DR | 43026-7353 | Active | T231727 | WILKINS | 720A | PVB | 0.750 | 3582654 | Right Side of House
5776 | SCHOOLWAY DR | 43026-7353 | Active | T066306 | WILKINS | 720A | PVB | 0.750 | 101230 | LEFT SIDE
5808 | SCHOOLWAY DR | 43026 | Active | CB027103 | WILKINS | 720A | PVB | 0.750 | 103091 | LEFT SIDE
3799 | SCHOONER CT | 43221-4814 | Active | EAD2861 | WILKINS | 720A | PVB | 0.750 | 61796 | LEFT SIDE OF HOME
6650 | SCHREINER W ST | 43085- | Active | 620165 | RAINBIRD | 100R | PVB | 1.000 | 70427 | FRONT SW CORNER OF HOUSE
6767 | SCHROCK HILL CT | 43229-1562 | Active | 162063 | WATTS | 909 | RP | 4.000 | 88882 | BOILER ROOM
6767 | SCHROCK HILL CT | 43229-1562 | Due Install |  |  |  | RP | 4.000 | 3638134 | BOILER ROOM
6767 | SCHROCK HILL CT | 43229-1562 | Active | 1661725 | WILKINS | 975XL2 | RP | 1.500 | 3638564 | BOILER ROOM
6800 | SCHROCK HILL CT | 43229-1562 | Active | 2279715 | WILKINS | 975XL | RP | 2.000 | 102566 | SE MECH AREA AT WATER METER OFF KITCHEN, OLD SCHMIDTS RESTAURANT
6800 | SCHROCK HILL CT | 43229-1562 | Active | 1104013 | AMES | 3000SS | DCDA | 4.000 | 3632902 | SE MECH AREA OFF KITCHEN, OLD SCHMIDTS RESTAURANT
6800 | SCHROCK HILL CT | 43229-1562 | Active | 87719 | AMES | 2000B | DC | 0.750 | 3654647 | SE MECH AREA OFF KITCHEN, OLD SCHMIDTS RESTAURANT
6841 | SCHROCK HILL CT | 43229-1562 | Active | AMA06407 | WILKINS | 975XL3 | RP | 1.500 | 70805 | IN WATER ROOM OF CAR WASH
6841 | SCHROCK HILL CT | 43229-1562 | Removed | 4113207REM | WILKINS | 975xl2 | RP | 0.750 | 70806 | IN WATER ROOM OF CARWASH
460 | SCHROCK RD | 43229-1095 | Active not linked | XE-1677 | AMES | 300 | DCDA | 8.000 | 3605941 | SPRINKLER ROOM OUTSIDE DOOR CODE IS 1526
460 | SCHROCK RD | 43229-1095 | Active not linked | 73857 | AMES | 2000 BM3 | DC | 0.750 | 3655162 | SPRINKLER ROOM OUTSIDE DOOR CODE IS 1526
470 | SCHROCK RD | 43229-1097 | Active | 5014546 | WILKINS | 975 | RP | 1.000 | 3525861 | 470 Riser Room at Meter
480 | SCHROCK RD | 43229-1069 | Active | 5014552 | WILKINS | 975XL2 | RP | 1.000 | 3525862 | 480A South Wall in Warehouse at Meter
700 | SCHROCK RD | 43229-1123 | Active | 100562 | WATTS | 009QT | RP | 0.750 | 71205 | GIFT SHOP MECHANICAL ROOM
700 | SCHROCK RD | 43229-1123 | Removed | 47269REM | WATTS | 919AQT | RP | 1.000 | 71206 | BPS LABS WEST END
700 | SCHROCK RD | 43229-1123 | Active | 459705 | WATTS | 909M1QT | RP | 2.000 | 71207 | MAIN BOILER ROOM SOUTH END
700 | SCHROCK RD | 43229-1123 | Active | SB0100 | WATTS | 957 | RP | 4.000 | 71208 | TOWER MIXING WATER
700 | SCHROCK RD | 43229-1123 | Active | 44066 | WILKINS | 375AST | RP | 4.000 | 71214 | BACKFLOW PREVENTOR BUILDING--SERIAL#NQ-47
700 | SCHROCK RD | 43229-1123 | Active | 43940c | WILKINS | 375AST | RP | 2.500 | 71215 | BP & S AREA, ABOVE THE LAB ON A MEZZAININE IN THE MECH RM
700 | SCHROCK RD | 43229-1123 | Active | 331542 | WATTS | 909M1QT | RP | 1.500 | 71216 | ABOVE MEN'S RESTROOM BY COLUMN F-8
700 | SCHROCK RD | 43229-1123 | Active | 339882 | WATTS | 909M1QT | RP | 1.500 | 71218 | BIOTHANE MECH ROOM
700 | SCHROCK RD | 43229-1123 | Active | 352094 | WATTS | 909M1QT | RP | 2.000 | 71219 | MAIN BOILER ROOM SOUTH MEZZANINE AT DOOR
700 | SCHROCK RD | 43229-1123 | Active | 373652 | WATTS | 909M1QT | RP | 2.000 | 71220 | BERS FACILITY MECH ROOM
700 | SCHROCK RD | 43229-1123 | Active | 032365 | WATTS | LF909M1QT | RP | 2.000 | 71221 | CEILING BPS NORTH AREA
700 | SCHROCK RD | 43229-1123 | Active | 467979 | WATTS | 909QT | RP | 0.750 | 71222 | DISEL BLDG - BIO FILTER SOUTH BERS
700 | SCHROCK RD | 43229-1123 | Active | 068386 | WATTS | 909QT | RP | 0.750 | 71223 | BOILER ROOM SOUTH
700 | SCHROCK RD | 43229-1123 | Active | 533182 | WATTS | 909QT | RP | 0.750 | 71224 | MAIN BOILER ROOM SOUTH
700 | SCHROCK RD | 43229-1123 | Active | MP66 | CLA-VAL | RP4 | RP | 2.000 | 71225 | ABOVE MEN'S LOCK RM, COLUMN # 11M IS THE DOOR TO MEZZAINE
700 | SCHROCK RD | 43229-1123 | Active | NQ48 | CLA-VAL | RP4 | RP | 10.000 | 71226 | WATER METER HOUSE BY SCHROCK ROAD
700 | SCHROCK RD | 43229-1123 | Active | NQ50 | CLA-VAL | RP4 | RP | 10.000 | 91989 | BACKFLOW BLDG 3RD DEVICE
700 | SCHROCK RD | 43229-1123 | Active | NQ49 | CLA-VAL | RP4 | RP | 10.000 | 91990 | BACKFLOW BLDG
700 | SCHROCK RD | 43229-1123 | Active | 406789 | WATTS | 909QT | RP | 0.750 | 91991 | BMS-W OF COLMN G2
700 | SCHROCK RD | 43229-1123 | Active | RU05 | CLA-VAL | RP4 | RP | 10.000 | 91992 | BACKFLOW BLDG
700 | SCHROCK RD | 43229-1123 | Active | MW45 | CLA-VAL | RP4 | RP | 4.000 | 92026 | BF BLDG 2ND DEVICE FROM DOOR
700 | SCHROCK RD | 43229-1123 | Active | 608262 | WATTS | 909QT | RP | 1.000 | 92027 | W MEZZ NEXT TO ROOFDOOR IN POWER HSE
700 | SCHROCK RD | 43229-1123 | Active | 034082 | WATTS | 909M1QT | RP | 2.000 | 92665 | SODIUM HYPO SUPPLY, ABOVE MAINT CEILING, N end of line #25
700 | SCHROCK RD | 43229-1123 | Active | 459151 | WATTS | 009QT | RP | 2.000 | 3656178
775 | SCHROCK RD | 43229-1124 | Active | 0335 | WATTS | 009 | RP | 3.000 | 72700 | CAR WASH/TRUCK WASH
775 | SCHROCK RD | 43229-1124 | Active | 571608 | WATTS | 909QT | RP | 1.000 | 72701 | STEAMER ROOM
775 | SCHROCK RD | 43229-1124 | Active | 079060 | WATTS | 909 | RP | 1.000 | 3656950 | LEFT SIDE IN PRESSURE WASHING ROOM
985 | SCHROCK RD | 43229-1180 | Active | 4714178 | WILKINS | 975XL2 | RP | 1.500 | 3525870 | IN CLOSET MARKED FIRE VALVE
100 | SCHROCK RD | 43229-1157 | Not Required by DOW | 19499 | WATTS | 919AQT | RP | 1.000 | 53591 | MAINTENANCE ROOM
1001 | SCHROCK RD | 43229-1157 | Active | XF-1502 | WATTS | 957 | RP | 2.500 | 3641202 | RISER ROOM
1001 | SCHROCK RD | 43229-1157 | Active | XD-1789 | AMES | COLT | DCDA | 6.000 | 3641203 | METER VAULT BEHIND BUILDING
1001 | SCHROCK RD | 43229-1157 | Active | 73576 | AMES | 2000BM3 | DC | 0.750 | 3654663 | METER VAULT BEHIND BUILDING
1103 | SCHROCK RD | 43229-1179 | Active | 3595409 | WILKINS | 975XL | RP | 1.500 | 3525872 | UNDER FAKE ROCK BY PIT
1105 | SCHROCK RD | 43229-1146 | Not Required by DOW | 1009536 | WILKINS | 975XL | RP | 1.500 | 53896 | Mechanical Room 1st Floor West
1105 | SCHROCK RD | 43229-1146 | Due Install |  |  |  | RP |  | 3635140
1105 | SCHROCK RD | 43229-1146 | Active | YE-1355 | AMES | COLT 300AGV | DCDA | 6.000 | 3635141
1105 | SCHROCK RD | 43229-1146 | LPS - Active |  |  |  | LST |  | 3635142 | FIRE PUMP - FIRE PUMP ROOM
1105 | SCHROCK RD | 43229-1146 | Active | 78008 | AMES | 2000BM3 | DC | 0.750 | 3657239
1105 | SCHROCK RD | 43229-1146 | LPS - Active |  |  |  | LPC |  | 3658499 | DOMESTIC PUMP - PUMP ROOM OFF LOADING DOCK
1111 | SCHROCK RD | 43229-1178 | Not Required by DOW | 237567 | WATTS | 909M1QT | RP | 1.500 | 53965 | PENTHOUSE -- MAKEUP FOR HVAC
1111 | SCHROCK RD | 43229-1178 | Not Required by DOW | 3078042 | WILKINS | 975XL | RP | 1.500 | 53966 | FIRE PUMP ROOM IN GARAGE
1111 | SCHROCK RD | 43229-1178 | Active | 21589 | WILKINS | 375AST | RP | 3.000 | 3624688 | GARAGE AT WATER METER (LOWER LEVEL)
1111 | SCHROCK RD | 43229-1178 | Active | UA-0921 | AMES | COLT 300GV | DCDA | 8.000 | 3624690 | IN PIT N OF NE CORNER BLDG
1111 | SCHROCK RD | 43229-1178 | Active | 59116 | AMES | 2000B | DC | 0.750 | 3624691 | IN PIT N OF NE CORNER OF BLDG
1111 | SCHROCK RD | 43229-1178 | LPS - Active |  |  |  | LPC |  | 3624692 | DOMESTIC PUMP -
1111 | SCHROCK RD | 43229-1178 | LPS - Active |  |  |  | LST |  | 3646019 | FIRE BOOSTER PUMP
1201 | SCHROCK RD | 43229-1117 | Removed | A188384REM | WILKINS | 375XL | RP | 1.000 | 54286 | IN SERVICE GARAGE AT WATER METER & HOT WTR TANK
1201 | SCHROCK RD | 43229-1117 | Active | ACK-4082 | WILKINS | 975XL2 | RP | 2.000 | 3654127 | IN CLOSET AT METER
1410 | SCHROCK RD | 43229- | Not Required by DOW | 63197 | WATTS | 800QT | PVB | 1.250 | 54941 | ALL SIDE OF ROAD, S SIDE APPROX IN MIDDLE OF PARK IN HOT BOX
1410 | SCHROCK RD | 43229- | Not Required by DOW | 63198 | WATTS | 800QT | PVB | 1.250 | 54942 | S SIDE OF VERY LARGE PINIC SHELTER, IN HOT BOX
1410 | SCHROCK RD | 43229- | Not Required by DOW | 64148 | WATTS | 800QT | PVB | 1.250 | 54943 | NE PINIC AREA, IN PINE TREES ADJACENT TO ROAD IN HOT BOX
1410 | SCHROCK RD | 43229- | Not Required by DOW | 64149 | WATTS | 800QT | PVB | 1.250 | 54944 | IN HOT BOX AT NW SHELTER WININ 30' OF SHELTER ON S SIDE
1410 | SCHROCK RD | 43229- | Not Required by DOW | 64150 | WATTS | 800QT | PVB | 1.250 | 54945 | HOT BOX #3 SW SHELTER APPROX 30' ON S SIDE (SHROCK LAKE AREA)
1410 | SCHROCK RD | 43229- | Not Required by DOW | 52388 | WATTS | 009QT | RP | 1.000 | 88807 | SPRING HOLLOW LODGE - 1069 W MAIN ST
1410 | SCHROCK RD | 43229- | Active | YC-1871 | AMES | COLT 400 | RP | 6.000 | 3630346
1473 | SCHROCK RD | 43229-1347 | Due Install |  |  |  | RP |  | 3525878
1475 | SCHROCK RD | 43229-1347 | Not Required by DOW | 520045 | WILKINS | 975 | RP |  | 55101 | UTILITY ROOM IN REAR--SIZE 1/2"
1475 | SCHROCK RD | 43229-1347 | Active | 59975 | WATTS | 919AQT | RP | 0.750 | 3613326 | @ METER
1481 | SCHROCK RD | 43229-1347 | Active | ALA22284 | WILKINS | 974 | RP | 0.750 | 3525879
1497 | SCHROCK RD | 43229-1347 | Active | 4768744 | WILKINS | 975 | RP | 0.750 | 3525882 | AT METER
1505 | SCHROCK RD | 43229-1347 | Active | 4775698 | WATTS | 919 | RP | 0.750 | 3525883 | AT METER
1519 | SCHROCK RD | 43229-1347 | Not Required by DOW | 74133 | WATTS | 919QT | RP | 0.750 | 55287 | BASEMENT
1519 | SCHROCK RD | 43229-1347 | Active | 74143 | WATTS | 919QT | RP | 0.750 | 55288 | BASEMENT AT WATER METER
1519 | SCHROCK RD | 43229-1347 | Not Required by DOW | 74135 | WATTS | 919AQT | RP | 0.750 | 55289 | BEHIND 1ST FLOOR ICE MACHINE
1541 | SCHROCK RD | 43229-1348 | Active | 116999 | WATTS | 009M2QT | RP | 1.000 | 3635171
1541 | SCHROCK RD | 43229-1348 | Not Required by DOW | 117011 | WATTS | 009M2QT | RP |  | 3635172
1573 | SCHROCK RD | 43229-1596 | Active | 321705 | WATTS | 909M1QT | RP | 1.500 | 55435 | SOUTHEAST REAR OF BUILDING
1630 | SCHROCK RD | 43229-1560 | Not Required by DOW | H178879 | FEBCO | 765 | PVB | 1.000 | 55658 | FRONT LEFT
1630 | SCHROCK RD | 43229-1560 | Active | ACE9059 | WILKINS | 975XL2 | RP | 1.500 | 3636509
1630 | SCHROCK RD | 43229-1560 | Active | 0347 | WILKINS | STDA450 | DCDA | 4.00 | 3636510
1630 | SCHROCK RD | 43229-1560 | Active | 4926464 | WILKINS | 950XLOTCU | DC | 0.750 | 3650925
1779 | SCHROCK RD | 43229-1459 | Active | ACG3895 | WILKINS | 975XL2 | RP | 1.500 | 3525891 | MTR IN LAUNDRY ROOM IN BASEMENT
1810 | SCHROCK RD | 43229- | Active | 4775058 | WILKINS | 975XL2 | RP | 1.500 | 97378 | BY METER PIT AT SKYWARE AND HARVEST LN - 1820 Hickory Creek Ln
1810 | SCHROCK RD | 43229- | Active | J018270 | FEBCO | 825Y | RP | 1.500 | 97385 | BY METER PIT ON SCHROCK AND HICKERY - 1820 Hickory Creek Ln
1810 | SCHROCK RD | 43229- | Due Install |  |  |  |  | 6.000 | 3655685
1960 | SCHROCK RD | 43229-1563 | Active | 17677 | WATTS | 009QT | RP | 1.500 | 56756 | Rest Room closet of #1948
1960 | SCHROCK RD | 43229-1563 | Active | 258922 | WILKINS | 975 | RP | 1.500 | 56757 | UNIT #1948 RESTROOM CLOSET REAR OF BUILDING
2221 | SCHROCK RD | 43229-1547 | Active | 125442 | WATTS | 009M2QT | RP | 2.000 | 57652 | BY METER
2221 | SCHROCK RD | 43229-1547 | Active | 3000189 | AMES | 3000SS | DCDA | 4.000 | 57653 | BY BASEMENT EXIT DOOR (S# 3C00189)
2221 | SCHROCK RD | 43229-1547 | Active | 03885 | AMES | 2000B | DC | 0.750 | 57654 | LOWER LEVEL AT RECEIVING DOOR ENTRANCE
2221 | SCHROCK RD | 43229-1547 | Not Required by DOW | 292290 | WATTS | 009QT | RP | 0.500 | 89664 | BOILER ROOM
2231 | SCHROCK RD | 43229-1547 | Active | 3E00174 | AMES | 3000SS | DCDA | 4.000 | 57687 | RISER ROOM MIDDLE OF BLDG IN BACK--SERIAL # 3E00174
2231 | SCHROCK RD | 43229-1547 | Active | 41457 | WATTS | 009M2QT | RP | 1.500 | 57688 | RISER ROOM, MIDDLE OF BUILDING
2231 | SCHROCK RD | 43229-1547 | Active | 05464 | AMES | 2000B | DC | 0.750 | 57689 | RISER ROOM MIDDLE OF BLDG IN BACK
2231 | SCHROCK RD | 43229-1547 | Not Required by DOW | 148609 | WATTS | 009M2QT | RP | 0.750 | 57690 | RISER ROOM MIDDLE OF BUILDING IN REAR
2303 | SCHROCK RD | 43229-1548 | Active | 53252 | WATTS | 009PCQT | RP | 1.000 | 57911 | S WALL UNDER STEPS
2415 | SCHROCK RD | 43229-1549 | Removed | 168151REM | WATTS | 009QT | RP | 0.500 | 58240 | BESIDE ICE MACHINE REMOVED
2415 | SCHROCK RD | 43229-1549 | Removed | 433641REM | WATTS | 909M1QT | RP | 1.500 | 58241 | IN WATER HEATER ROOM REMOVED
2415 | SCHROCK RD | 43229-1549 | Removed | 336918REM | WATTS | 009M2QT | RP | 1.000 | 100170 | MECHANIC ROOM REMOVED
2415 | SCHROCK RD | 43229-1549 | Active | 114604 | WATTS | 009M2QT | RP | 1.500 | 3630101 | IN WATER HEATER ROOM
2421 | SCHROCK RD | 43229- | Due Install |  |  |  | RP | 2.000 | 3525901
2507 | SCHROCK RD | 43081-8956 | Active | 105243 | WATTS | LF009M2QT | RP | 1.500 | 3525903 | IN BARBER SHOP BACK DOOR
2507 | SCHROCK RD | 43081-8956 | Active | YK-0203 | AMES | 300-GV | DCDA | 6.000 | 3635950 | IN BARBER SHOP
2507 | SCHROCK RD | 43081-8956 | Active | 79536 | AMES | 2000 | DC | 0.750 | 3659083
2545 | SCHROCK RD | 43081-8956 | Active | W208427 | WILKINS | 975XLBMS | RP | 1.500 | 96109 | SPRINKLER MECH RM 125 LEFT SIDE
2551 | SCHROCK RD | 43081 | Active | A00433 | AMES | 2000SS | DC | 0.750 | 94741 | 2551 SCHROCK RD, MECH ROOM IN BACK OF CHURCH
2551 | SCHROCK RD | 43081 | Active | 2626486 | WILKINS | 975XLBMS | RP | 1.500 | 96108 | MECH ROOM 125 RIGHT SIDE
2551 | SCHROCK RD | 43081 | Active | 1623780208 | AMES | 3000SS | DCDA | 8.000 | 96110 | 2551 SCHROCK RD, MECH ROOM IN BACK OF BLDG
2551 | SCHROCK RD | 43081 | Not Required by DOW | W210360 | WILKINS | 975XLBMS | RP | 0.750 | 96482 | CRAWL SPACE
2645 | SCHROCK RD | 43081-8999 | Active | 171253 | WATTS | 009QT | RP | 2.000 | 58904 | UTILITY ROOM
2645 | SCHROCK RD | 43081-8999 | Active | 26483 | AMES | 2000B | DC | 0.750 | 58920 | MECH ROOM IN 2645 SPRINKLER ROOM
2645 | SCHROCK RD | 43081-8999 | Active | 8510 | AMES | 3000SS | DCDA | 3.000 | 58921 | SPRINKLER ROOM 2645
2645 | SCHROCK RD | 43081-8999 | Not Required by DOW | 37952 | WATTS | LF919QT | RP | 1.000 | 3632986 | SOUTH END JANITOR CLOSET
2665 | SCHROCK RD | 43081-8999 | Not Required by DOW | 31954 | WATTS | 919AQT | RP | 0.750 | 99464 | BOILER ROOM-
2665 | SCHROCK RD | 43081-8999 | Active | 29796 | WATTS | 919AQT | RP | 1.000 | 99465 | BOILER ROOM
460 | SCHROCK RD UNIT A | 43229-1095 | Active | 249654 | WATTS | LF009M2QT | RP | 1.000 | 3525860 | 460 East Side in Warehouse at Meter
550 | SCHROCK RD UNIT A | 43229-1028 | Active | 56139 | AMES | 2000B | DC | 0.750 | 93034
550 | SCHROCK RD UNIT A | 43229-1028 | Active | 1601000907 | AMES | 3000SS | DCDA | 8.000 | 93035
550 | SCHROCK RD UNIT A | 43229-1028 | Active | 435309 | WATTS | 909M1HWQT | RP | 1.500 | 93901 | INSIDE SW CORNER
550 | SCHROCK RD UNIT A | 43229-1028 | Active | 438338 | WATTS | 909PCM1QT | RP | 2.000 | 93902 | INSIDE NW CORNER
550 | SCHROCK RD UNIT A | 43229-1028 | Active | 616334 | WATTS | 909QT | RP | 1.000 | 95354 | FRONT BLDG MEN LOCKER ROOM
110 | SCHROCK RD UNIT B | 43229-1179 | Due Install |  |  |  | RP | 4.000 | 3525873
1103 | SCHROCK RD UNIT B | 43229-1179 | Due Install |  |  |  | DCDA | 8.000 | 3623295
1103 | SCHROCK RD UNIT B | 43229-1179 | LPS - Active |  |  |  | LPC |  | 3623296 | LOW PRESSURE SUSTAINING DEVICE FOR BOOSTER PUMP
1103 | SCHROCK RD UNIT B | 43229-1179 | Not Required by DOW | [5 empty] | 3623299
3360 | SCIOTANGY DR | 43221-1343 | Active | CB537404 | WILKINS | 720A | PVB | 0.750 | 60527 | FRONT OF HOUSE
3239 | SCIOTO BEND DR | 43026-3899 | Active | T013474 | WILKINS | 720A | PVB | 0.750 | 60248 | FRONT LEFT OF HOUSE
3252 | SCIOTO BEND DR | 43026-3898 | Active | 516799 | WILKINS | 720A | PVB | 0.750 | 3526152 | RIGHT SIDE
3872 | SCIOTO DARBY CR RD | 43026-9701 | Active | 366097 | WATTS | 909 | RP | 0.750 | 61996 | INSIDE WATER METER ROOM
3872 | SCIOTO DARBY CR RD | 43026-9701 | Safe storage | [5 empty] | 3626831 | WELL FOR LAWN IRRIGATION
3804 | SCIOTO DARBY CREEK RD | 43026-7299 | Active | 252940 | WATTS | 009QT | RP | 1.000 | 61813 | MECHANICAL ROOM AT WATER METER
3940 | SCIOTO DARBY CREEK RD | 43026 | Active | 3971792 | WILKINS | 975XL2 | RP | 1.500 | 3607499 | E WALL OF BLDG/NE CORNER OF BLDG
3940 | SCIOTO DARBY CREEK RD | 43026 | Not Required by DOW | 385305 | WILKINS | 720A | PVB | 1.500 | 3618403 | GARAGE BAY BY OVERHEAD DOOR
4120 | SCIOTO DARBY CREEK RD | 43026 | Active | 1351131223 | AMES | 4000SS | RP | 12.000 | 3658058 | Hot Box by Pond
4529 | SCIOTO DARBY CREEK RD | 43026- | Active | 2278054 | WILKINS | 975XL | RP | 1.000 | 92722 | KITCHEN ACROSS FROM SINK DEVICE IS IN 4537
4553 | SCIOTO DARBY CREEK RD | 43026-1567 | Not Required by DOW | W255003 | WILKINS | 975XLBMS | RP | 1.500 | 89447 | METER ROOM 3RD BAY OF CARWASH
4553 | SCIOTO DARBY CREEK RD | 43026-1567 | Active | 262404 | WATTS | 009M2QT | RP | 2.000 | 89448 | METER ROOM 3RD BAY OF CARWASH
5930 | SCIOTO DARBY CREEK RD | 43026- | Active | GB0002 | FEBCO | 765 | PVB | 1.000 | 68348 | RIGHT SIDE OF BUILDING
6314 | SCIOTO DARBY CREEK RD | 43026-9726 | Active | W255119 | WILKINS | 975XL | RP | 1.000 | 88056 | NW CORNER AT WATER METER
6314 | SCIOTO DARBY CREEK RD | 43026-9726 | Not Required by DOW | 2147881 | WILKINS | 975XL | RP | 1.000 | 90511 | SUITE 6314-NW CORNER
6324 | SCIOTO DARBY CREEK RD | 43026- | Active | W255157 | WILKINS | 975XL | RP | 1.000 | 88057 | NE CORNER OF BUILDING AT WATER METER IN 6318 SCIOTO DARBY RD
6324 | SCIOTO DARBY CREEK RD | 43026- | Not Required by DOW | [5 empty] | 3624389
6340 | SCIOTO DARBY CREEK RD | 43026-9726 | Active | W255245 | WILKINS | 975XL | RP | 1.000 | 88058 | REAR OF BUILDING, KITCHEN AREA AT WATER METER
6340 | SCIOTO DARBY CREEK RD | 43026-9726 | Active | W208367 | WILKINS | 975XL | RP | 1.500 | 93196 | REAR OF BLDG KITCH AT METER
6354 | SCIOTO DARBY CREEK RD | 43026- | Active | W255278 | WILKINS | 975XL | RP | 1.000 | 88054 | N E CORNER @ WATER METER
6639 | SCIOTO DARBY CREEK RD | 43026 | Active | 21859 | WATTS | LF919QT | RP | 1.500 | 3622611 | HOT BOX WEST OF ENTRY
2880 | SCIOTO DARBY EXEC CT | 43026-9065 | Due Install |  |  |  | RP | 0.750 | 3526274
2910 | SCIOTO DARBY EXEC CT | 43026-8989 | Active | 117688 | WATTS | LF009M2QT | RP | 1.500 | 3526276 | AT WATER METER
3040 | SCIOTO DARBY EXEC CT | 43026-8989 | Active | 93799 | WATTS | 009M2QT | RP | 0.750 | 59857 | S.W. CORNER AT METER
3045 | SCIOTO DARBY EXEC CT | 43026-8920 | Active | 196693 | WATTS | 009M3QT | RP | 0.750 | 3622590 | IN UNIT "A" AT METER IN WAREHOUSE BEHIND RESTROOM
3060 | SCIOTO DARBY EXEC CT | 43026-8989 | Active | 4922891 | WILKINS | 975XL2 | RP | 0.750 | 59894 | IN WAREHOUSE BESIDE SINK
3075 | SCIOTO DARBY EXEC CT | 43026-8186 | Active | 104500 | WATTS | LF919QT | RP | 0.750 | 3622591 | IN UNIT A AT METER IN WAREHOUSE BEHIND RESTROOM (INSIDE OF BOX)
3116 | SCIOTO DARBY EXEC CT | 43026-8989 | Active | 589119 | WILKINS | 975XL | RP | 1.000 | 60000 | NW CORNER - 3100 SCIOTO DARBY EXEC CT
2881 | SCIOTO DARBY EXECUTIVE CT | 43026-8990 | Active | 104881 | WATTS | 009M2QT | RP | 1.000 | 59502 | SOUTH END, CENTER OF BUILDING ELEC ROOM
2959 | SCIOTO DARBY EXECUTIVE CT | 43026-8990 | Not Required by DOW | 243001 | WATTS | 007QT | DC | 1.000 | 59613 | ABOVE WATER METER IN SERVICE AREA
2959 | SCIOTO DARBY EXECUTIVE CT | 43026-8990 | Active | 4974345 | WILKINS | 975XL2 | RP | 1.000 | 3631418
3015 | SCIOTO DARBY EXECUTIVE CT | 43026-8990 | Active | 3691395 | WILKINS | 975XL | RP | 2.000 | 59635 | BASEMENT BOILER ROOM
3015 | SCIOTO DARBY EXECUTIVE CT | 43026-8990 | Not Required by DOW | 308048 | WATTS | 909QT | RP | 0.750 | 59636 | BASEMENT BOILER ROOM
3015 | SCIOTO DARBY EXECUTIVE CT | 43026-8990 | Active | 34953B | WILKINS | 350ASTDA | DCDA | 4.000 | 3633771 | BOILER ROOM
3015 | SCIOTO DARBY EXECUTIVE CT | 43026-8990 | Active | HC73374 | WILKINS | 950XLD | DC | 0.750 | 3656280 | BOILER ROOM
3019 | SCIOTO DARBY EXECUTIVE CT | 43026 | Inactive | 238035 | WATTS | LF009M3QT | RP | 0.750 | 3639091 | IN SMALL HOT BOX AT ENTRANCE AT WATER METER
3019 | SCIOTO DARBY EXECUTIVE CT | 43026 | Active | TE-0731 | AMES | COLT 300GV | DCDA | 6.000 | 3639096 | IN HOT BOX AT ENTRANCE
3019 | SCIOTO DARBY EXECUTIVE CT | 43026 | Active | 56694 | AMES | 2000BM3 | DC | 0.750 | 3639097 | IN HOT BOX AT ENTRANCE
3023 | SCIOTO DARBY EXECUTIVE CT | 43026 | Active | 49001 | WATTS | LF919QT | RP | 0.750 | 59819 | MECHANIC CLOSET NEXT WATER HEATER
3085 | SCIOTO DARBY EXECUTIVE CT | 43026-8990 | Not Required by DOW | 91772 | WATTS | 007QT | DC | 0.750 | 59929 | MECHANICAL ROOM
3085 | SCIOTO DARBY EXECUTIVE CT | 43026-8990 | Active | 261709 | WATTS | LF009M2QT | RP | 2.000 | 3656859 | HOT BOX
3085 | SCIOTO DARBY EXECUTIVE CT | 43026-8990 | Active | YJ-0801 | AMES | COLT 300-GV | DCDA | 6.000 | 3659149 | HEATED ENCLOSURE
3085 | SCIOTO DARBY EXECUTIVE CT | 43026-8990 | Active | 81032 | AMES | 2000BM3 | DC | 0.750 | 3659150 | HEATED ENCLOSURE
3119 | SCIOTO DARBY EXECUTIVE CT | 43026 | Active | 64651 | AMES | 2000B | DC | 0.750 | 98835 | LOADING DOCK
3119 | SCIOTO DARBY EXECUTIVE CT | 43026 | Active | 1712190310 | AMES | 3000SS | DCDA | 8.000 | 98836 | LOADING DOCK
3119 | SCIOTO DARBY EXECUTIVE CT | 43026 | Active | 27639 | WATTS | 919QT | RP | 1.000 | 98931 | SOUTH WALL WAREHOUSE
3130 | SCIOTO DARBY EXECUTIVE CT | 43026-7444 | Active | 24992 | FEBCO | 825YA | RP | 0.750 | 88070 | @ MTR NORTH WALL
3130 | SCIOTO DARBY EXECUTIVE CT | 43026-7444 | Not Required by DOW | 09860 | FEBCO | 860 | RP | 0.750 | 88132 | INSIDE
3170 | SCIOTO DARBY EXECUTIVE CT | 43026 | Active | 105410 | WATTS | LF009M2QT | RP | 1.000 | 3622511 | SMALLER HOT BOX AT ENTRANCE
3170 | SCIOTO DARBY EXECUTIVE CT | 43026 | Active | RC-0829 | AMES | COLT 300GV | DCDA | 6.000 | 3622512 | AT ENTRANCE IN HOT BOX
3170 | SCIOTO DARBY EXECUTIVE CT | 43026 | Active | AJD1628 | WILKINS | 350XL | DC | 0.750 | 3622513 | AT ENTRANCE IN HOT BOX
4920 | SCIOTO DARBY RD | 43026-1500 | Active | 4799495 | WILKINS | 975XL2 | RP | 0.750 | 65427 | NW BACK CLOSET AT WATER METER
4944 | SCIOTO DARBY RD | 43026-1500 | Active | 392679 | WATTS | LF009M3QT | RP | 0.750 | 3639111 | SW CABINET AT WATER METER
4990 | SCIOTO DARBY RD | 43026-1513 | Active | 11187 | WATTS | LF909M1 | RP | 1.500 | 3526185 | BACK BLDG MID W MECH ROOM IN WAREHSE AREA AT WATER METER
5380 | SCIOTO DARBY RD | 43026-1509 | Active | ABA34097 | WILKINS | 975XL2 | RP | 0.750 | 66763 | BOILER ROOM
5380 | SCIOTO DARBY RD | 43026-1509 | Inactive | A046221 | FEBCO | 825YA | RP | 1.000 | 66764 | HOT BOX N GOAL POST OF FOOTBALL FIELD
5380 | SCIOTO DARBY RD | 43026-1509 | Due Install |  |  |  | RP | 4.000 | 3639658 | BOILER ROOM AT WATER METER
5410 | SCIOTO DARBY RD | 43026-1559 | Active | 126621 | WATTS | LF009M2QT | RP | 1.000 | 3526265 | AT METER
5445 | SCIOTO DARBY RD | 43026-1310 | Active | 120499 | WATTS | 009 | RP | 2.000 | 3526266
5471 | SCIOTO DARBY RD | 43026-1310 | Active | H018643 | FEBCO | 805YB | DC | 0.750 | 102108 | MECHANICAL CLOSET NE CORNER OF BUILDING
5471 | SCIOTO DARBY RD | 43026-1310 | Active | N1210260713 | FEBCO | 876 | DCDA | 4.000 | 102109 | MECHANICAL CLOSET NE CORNER OF BUILDING
5471 | SCIOTO DARBY RD | 43026-1310 | In Review | [5 empty] | 3633420 | MECHANICAL CLOSET NE CORNER OF BUILDING
5491 | SCIOTO DARBY RD | 43026-1324 | Active | 4756359 | WILKINS | 975XL2 | RP | 0.750 | 3526267 | NE MECH/ELEC ROOM DOOR AT WATER METER
5500 | SCIOTO DARBY RD | 43026- | Due Install |  |  |  | RP | 3.000 | 3526268 | MECH/BOILER ROOM BY KITCHEN AT WATER METER
5515 | SCIOTO DARBY RD | 43026-1380 | Active | 102807 | WATTS | LF009M2QT | RP | 1.500 | 3526269 | MECH ROOM LOWER LEVEL REAR
5515 | SCIOTO DARBY RD | 43026-1380 | Active | WB-0876 | WATTS | 757DCDAGV | DCDA | 4.000 | 3650357 | Lower Level Mech. Room at Fire Riser
5515 | SCIOTO DARBY RD | 43026-1380 | Active | 230459 | WATTS | 007M3-FP | DC | 0.750 | 3652337
5525 | SCIOTO DARBY RD | 43026-1311 | NULL | [5 empty] | 3526270
5600 | SCIOTO DARBY RD | 43026-1389 | Not Required by DOW | 1236854 | WILKINS | 975 | RP | 2.000 | 67385 | BOILER ROOM BY FREEZER
5600 | SCIOTO DARBY RD | 43026-1389 | Not Required by DOW | 429284 | WATTS | 909QT | RP | 1.000 | 67386 | WEST BOILER ROOM
5600 | SCIOTO DARBY RD | 43026-1389 | Not Required by DOW | 453109 | WATTS | 909QT | RP | 1.000 | 67387 | CLOSET BY MAIN GYM
5600 | SCIOTO DARBY RD | 43026-1389 | Not Required by DOW | 9844 | WATTS | 009M2PCQT | RP | 0.750 | 67388 | BOILER ROOM
5600 | SCIOTO DARBY RD | 43026-1389 | Not Required by DOW | 91012 | WATTS | 909HWM1QT | RP | 1.500 | 91556 | OUTSIDE CONCESSION STAND
5600 | SCIOTO DARBY RD | 43026-1389 | Active | MI-1436 | WATTS | 957 | RP | 3.000 | 103776 | BSMNT BOILER ROOM MAIN BLDG AT WATER METER
5665 | SCIOTO DARBY RD | 43026 | Active | 4341784 | WILKINS | 975XL | RP | 1.000 | 3633545 | HOT BOX 100' W/VETRANS MEMORIAL DR S/W OF ROUNDABOUT
5670 | SCIOTO DARBY RD | 43026-1389 | Active | 147469 | WATTS | 909 | RP | 3.000 | 67556 | 1ST FLOOR MECHANICAL ROOM NORTH WALL
5670 | SCIOTO DARBY RD | 43026-1389 | Active | 21550 | AMES | 2000SS | DC | 6.000 | 67557 | E WALL OF 1ST FL MECH RM
5670 | SCIOTO DARBY RD | 43026-1389 | Not Required by DOW | 298837 | WATTS | 909M1QT | RP | 1.250 | 67558 | 1ST FL MECH RM ABOVE BOILERS #1 & #2
5670 | SCIOTO DARBY RD | 43026-1389 | Not Required by DOW | 36606 | WATTS | 009QT | RP | 1.000 | 67559 | KITCHEN WALK IN COOLERS ABOVE CEILING
5670 | SCIOTO DARBY RD | 43026-1389 | Not Required by DOW | 36612 | WATTS | 009QT | RP | 1.000 | 67560 | ABOVE CEILING IN COACHES ROOM
5670 | SCIOTO DARBY RD | 43026-1389 | Active | 74593 | WATTS | 007M2QT | DC | 0.750 | 67561 | EAST WALL OF 1ST FLOOR MECHANICAL ROOM
5677 | SCIOTO DARBY RD | 43026-1391 | Due Install |  |  |  | RP |  | 3526272
5927 | SCIOTO DARBY RD | 43026 | Active | 4530419 | WILKINS | 975XL | RP | 1.000 | 3633546 | HOT BOX 300" W/DARBY PARK RD. S/SIDE OF SCIOTO DARBY BY WALKING PATH
6300 | SCIOTO DARBY RD | 43026 | Removed | 234174REM | WATTS | 009M2QT | RP | 1.000 | 69606 | REMOVED
6300 | SCIOTO DARBY RD | 43026 | Active | 234176 | WATTS | 009M2QT | RP | 1.000 | 69607 | REAR OF BUILDING BY ELECTRIC ROOM (Stock Room)
6364 | SCIOTO DARBY RD | 43026-9726 | Active | W255009 | WILKINS | 975XL | RP | 1.500 | 88053 | REAR OF BLDG MECH RM
6364 | SCIOTO DARBY RD | 43026-9726 | Active | W226332 | WILKINS | 975XL | RP | 1.000 | 90506 | MECH ROOM
6371 | scioto darby rd |  | Active | XB-0815 | COLT | 300GV | DCDA | 8.000 | 3657250 | VAULT
6371 | scioto darby rd |  | Active | 72598 | AMES | 2000 | DC | 0.750 | 3657252 | VAULT
6371 | scioto darby rd |  | Active | N2403251042 | FEBCO | LF860 | RP | 3.000 | 3658850 | OUTSIDE DOOR WEST SIDE OF BUILD. 5TH DOOR FROM NORTH
6562 | SCIOTO DARBY RD | 43026 | Active | 21153 | WATTS | 007 QT | DC | 0.750 | 3621369 | METER HOUSE - MAIN ENTRANCE
6562 | SCIOTO DARBY RD | 43026 | Active | 158280714 | WATTS | 774DCDA | DCDA | 8.000 | 3621370 | METER HOUSE - MAIN ENTRANCE
6562 | SCIOTO DARBY RD | 43026 | Active | QD-0430 | WATTS | 957 | RP | 3.00 | 3621371 | METER HOUSE - MAIN ENTRANCE
6562 | SCIOTO DARBY RD | 43026 | Not Required by DOW | ABP1358 | WILKINS | 975XL2 | RP | 0.750 | 3629689 | POOL EQUIPMENT, POOL HOUSE
6562 | SCIOTO DARBY RD | 43026 | Not Required by DOW | A598396 | WILKINS | 350XL | DC | 0.750 | 3629690 | MECHANICAL ROOM
6562 | SCIOTO DARBY RD | 43026 | LPS - Active |  |  |  | LPC |  | 3658169 | DOMESTIC PUMP - METER HOUSE AT MAIN ENTRANCE
6558 | SCIOTO DARBY RD UNIT 1 | 43026 | Active | 28175 | WATTS | LF919QT | RP | 1.500 | 3653331 | MECHANICL ROOM @ WATER METER
6558 | SCIOTO DARBY RD UNIT 2 | 43026 | Active | 107011 | WATTS | LF009M2QT | RP | 1.500 | 3653330 | Hot Box
5863 | SCIOTO DARBY RD UNIT A | 43026 | Not Required by DOW | W0105731 | WILKINS | 975XLBMS | RP | 1.500 | 68176 | MECH ROOM
5863 | SCIOTO DARBY RD UNIT A | 43026 | Replaced | REP253878 | WATTS | 007M1PCQT | DC | 0.750 | 68178 | REPLACED- GARAGE SOUTH SIDE OF PROPERTY
5863 | SCIOTO DARBY RD UNIT A | 43026 | Active | ACM2592 | WILKINS | 975XL2 | RP | 1.500 | 3652266 | MECH ROOM
5863 | SCIOTO DARBY RD UNIT B | 43026 | Active | 1177661101 | AMES | 3000SS | DCDA | 6.000 | 68177 | METER BUILDING IN SHED
5863 | SCIOTO DARBY RD UNIT B | 43026 | Active | ACL0618 | WILKINS | 975XL | RP | 1.500 | 3587255 | Trash Room
5863 | SCIOTO DARBY RD UNIT B | 43026 | Active | 310052 | WATTS | 007M3-QT | DC | 0.750 | 3611923 | GARAGE SOUTH SIDE OF PROPERTY, OUTDOOR SHED
3020 | SCIOTO ESTATES CT | 43221-4927 | Active | W187119 | WILKINS | 975XLBMS | RP | 0.750 | 59816 | BASEMENT MECHANICAL ROOM
3040 | SCIOTO ESTATES CT | 43221-4927 | Active | T291408 | WILKINS | 720A | PVB | 0.750 | 59858 | SOUTH WEST CORNER OF HOUSE LEFT SIDE
3041 | SCIOTO ESTATES CT | 43221-4927 | Active | CAB60625 | WILKINS | 720A | PVB | 1.000 | 59864 | LEFT FRONT
3055 | SCIOTO ESTATES CT | 43221-4927 | Active | 358563 | WATTS | 800CMQT | PVB | 0.750 | 59886 | FRONT OF HOUSE
3058 | SCIOTO ESTATES CT | 43221-4927 | Active | HG13539 | FEBCO | 765 | PVB | 0.750 | 59889 | LEFT SIDE
3067 | SCIOTO ESTATES CT | 43221-4927 | Active | cb620298 | WILKINS | 720A | PVB | 0.750 | 59905 | RIGHT FRONT
3070 | SCIOTO ESTATES CT | 43221-4927 | Active | H003976 | FEBCO | 765 | PVB | 0.750 | 59909 | RIGHT HAND SIDE
3087 | SCIOTO ESTATES CT | 43221-4927 | Active | RH6346 | FEBCO | 825Y | RP | 1.000 | 59931 | UTILITY ROOM -- BASEMENT
3088 | SCIOTO ESTATES CT | 43221-4927 | Active | DA3590 | FEBCO | 765 | PVB | 1.000 | 59935 | OUTSIDE, FRONT OF BUILDING
3110 | SCIOTO ESTATES CT | 43221-4940 | Replaced | REP298734 | WATTS | 800M4FR | PVB | 0.750 | 89688 | REPLACED- LEFT SIDE OF HOUSE
3110 | SCIOTO ESTATES CT | 43221-4940 | Active | T345521 | WILKINS | 720A | PVB | 0.750 | 3611335 | LEFT SIDE OF HOUSE
3111 | SCIOTO ESTATES CT | 43221-4940 | Active | G200282 | WILKINS | 720A | PVB | 1.000 | 59994 | RIGHT FRONT
3126 | SCIOTO ESTATES CT | 43221-4940 | Active | CB082978 | FEBCO | 765 | PVB | 0.750 | 91246 | LEFT FRONT OF HOME
3140 | SCIOTO ESTATES CT | 43221-4940 | Active | BH8579 | FEBCO | 765 | PVB | 0.750 | 60044 | RIGHT HAND SIDE
3141 | SCIOTO ESTATES CT | 43221-4940 | Active | 113145 | WILKINS | 420 | PVB | 0.750 | 60047 | NE CORNER
3152 | SCIOTO ESTATES CT | 43221-4940 | Active | G242150 | WILKINS | 720A | PVB | 0.750 | 60070 | LEFT HAND SIDE
3155 | SCIOTO ESTATES CT | 43221-4940 | Active | 108735 | WATTS | 800QT | PVB | 0.750 | 60078 | FRONT OF HOUSE
3166 | SCIOTO ESTATES CT | 43221-4940 | Active | T339537 | FEBCO | 765 | PVB | 0.750 | 60139 | LEFT SIDE OF HOUSE
3169 | SCIOTO ESTATES CT | 43221-4940 | Active | G251961 | WILKINS | 720A | PVB | 0.750 | 99054 | OUTSIDE LEFT SIDE OF HOME
3180 | SCIOTO ESTATES CT | 43221-4940 | Active | EAG2998 | WILKINS | 720A | PVB | 0.750 | 60157 | LEFT FRONT
3200 | SCIOTO ESTATES CT | 43221- | Active | T066257 | WILKINS | 720A | PVB | 0.750 | 60191 | EAST SIDE OF STONE WALL
3365 | SCIOTO FARMS DR | 43026-3891 | Active | H970626 | FEBCO | 765 | PVB | 0.750 | 60533 | RIGHT SIDE OF HOUSE
3274 | SCIOTO GLEN DR | 43026-4816 | Active | 311118 | WILKINS | 720A | PVB | 0.750 | 60343 | RIGHT SIDE OF HOUSE
2294 | SCIOTO HARPER DR | 43204-3419 | Removed | REM-G281124 | WILKINS | 720A | PVB | 1.000 | 101604 | LEFT SIDE REMOVED
2294 | SCIOTO HARPER DR | 43204-3419 | Not Required by DOW |  |  |  | RP |  | 3633129
2300 | SCIOTO HARPER DR | 43204-3419 | Active | 275841 | WATTS | LF009M2QT | RP | 1.000 | 3526338 | N WALL BY MTR
2307 | SCIOTO HARPER DR | 43204-3495 | Active | 342325 | WILKINS | 975 | RP | 0.750 | 57915 | AT WATER METER
2407 | SCIOTO HARPER DR | 43204-3420 | Active | 183197 | WATTS | LF009M2QT | RP | 1.000 | 3526343 | AT WATER METER
700 | SCIOTO MEADOWS BL | 43123- | Active | 1293660715 | AMES | 4000SS | RP | 8.000 | 71227 | SCIOTO MEADOWS & SLEEPY MEADOWS BLVD WEST HOTBOX IN BUSHES
429 | SCIOTO MEADOWS BLVD | 43123 | Active | 27111 | WATTS | 919AQT | RP | 0.750 | 3616690 | DRINKING FOUNTAIN, HOT BOX
680 | SCIOTO MEADOWS BLVD | 43123-8661 | Active | G045430 | WILKINS | 720A | PVB | 0.750 | 87557 | LEFT SIDE OF HOUSE
892 | SCIOTO MEADOWS BLVD | 43123-8666 | Active | 330315 | WATTS | 800M4FR | PVB | 0.750 | 74407 | LEFT SIDE OF HOUSE
902 | SCIOTO MEADOWS BLVD | 43123 | Active | 234041 | WATTS | 800M4QT | PVB | 0.750 | 74499 | SOUTHWEST CORNER OF HOUSE
911 | SCIOTO MEADOWS BLVD | 43123- | Active | 3929822 | WILKINS | 975 | RP | 0.750 | 74558 | SOUTH SIDE OF ROAD AT METER PIT--FOR IRRIGATION
911 | SCIOTO MEADOWS BLVD | 43123- | Active | ABB52813 | WILKINS | 975XL | RP | 0.750 | 74557 | FLOWER BED AT HIBBS & 380 WEST RIVER DRIVE, 380 WEST RIVER DRIVE
267 | SCIOTO PKWY | 43221 | Active | 342547 | WATTS | LF009M2QT | RP | 1.000 | 3658875
2699 | SCIOTO PKWY | 43221-4658 | Active | 5010921 | WILKINS | 975XL2 | RP | 1.500 | 3526108 | S SIDE OF WAREHOUSE
2699 | SCIOTO PKWY | 43221-4658 | Active | XG-0489 | AMES | 300GV | DCDA | 6.000 | 3629719 | IN UNDERGROUND VAULT BY MAIN ENTRANCE-BY FDC PIPING
2699 | SCIOTO PKWY | 43221-4658 | Active | 73005 | AMES | 2000BM3 | DC | 0.750 | 3655155 | IN UNDERGROUND VAULT BY MAIN ENTRANCE-BY FDC PIPING
2700 | SCIOTO PKWY | 43221-4657 | Removed | 25167REM | WATTS | 009QT | RP | 1.500 | 59010 | ***REMOVED*** MECHANCIAL ROOM AT WATER METER REMOVED
2700 | SCIOTO PKWY | 43221-4657 | Not Required by DOW | 57293 | WATTS | 009M2QT | RP | 1.500 | 59011 | R&D BLDG REAR OF MELT BUILDING
2700 | SCIOTO PKWY | 43221-4657 | Active | 4332047 | Wilkins | 975XL2 | RP | 2.000 | 3624455 | MAIN OFFICE BLDG .02 -CLOSET DBLE DOORS OFF LOBBY AT WATER METER
2700 | SCIOTO PKWY | 43221-4657 | Not Required by DOW | 103109 | WATTS | 009QT | RP | 0.750 | 3624457 | FRONT WALL OFFICE CLOSET AT DEDUCT METER W/RISER
2727 | SCIOTO PKWY | 43221-4658 | Active | 3856256 | WILKINS | 975XL2 | RP | 1.500 | 3526110 | Warehouse By Sprinkler systems
2727 | SCIOTO PKWY | 43221-4658 | Due Install |  |  |  | DCDA | 6.000 | 3628195
2727 | SCIOTO PKWY | 43221-4658 | Due Install |  |  |  | LPC |  | 3628196 | LOW PRESSURE SUSTAINING DEVICE DOMEBOOSTER PUMP BY SPRINKLERS SYSTEM
2757 | SCIOTO PKWY | 43221-4658 | Active | 136333 | WATTS | LF009M2QT | RP | 1.500 | 3526111
2757 | SCIOTO PKWY | 43221-4658 | Due Install |  |  |  | RPDA | 6.000 | 3636347
2700 | SCIOTO PKWY UNIT A | 43221-4657 | Removed | REM57139 | WATTS | 009M1QT | RP | 2.000 | 59016 | N END OF BLDG AT WATER METER--ROD LAB REMOVED
2700 | SCIOTO PKWY UNIT A | 43221-4657 | Active | 38442 | WATTS | 919QT | RP | 2.000 | 3624458 | ACCOUNTING MECH ROOM JANITOR CLOSET E HALL
2700 | SCIOTO PKWY UNIT A | 43221-4657 | Active | SD-0965 | Ames | 500 | RPDA | 6.000 | 3624788 | HOT BOX NE OF COMPLEX NE PARKING LOT
2700 | SCIOTO PKWY UNIT A | 43221-4657 | Active | 74241 | WATTS | 919QT | RP | 0.750 | 3632451 | AT PIT NE CORNER OF FACILITY IN HOT BOX FIRE BYPASS
2700 | SCIOTO PKWY UNIT B | 43221-4657 | Active | AOE1459 | WILKINS | 975XL2 | RP | 2.00 | 3526109 | R&D BLDG KILN ROOM, SE CORNER AT WATER METER
2700 | SCIOTO PKWY UNIT B | 43221-4657 | Not Required by DOW | 56361 | WATTS | 25167 | RP | 0.750 | 3609325 | R&D BLDG KILN ROOM SW CORNER UP IN CEILING 20' HIGH
2700 | SCIOTO PKWY UNIT B | 43221-4657 | Not Required by DOW | 4227781 | WILKINS | 975XL2 | RP | 1.500 | 3647212 | R&D BLDG SHOT CRETE ROOM AT WALL
2700 | SCIOTO PKWY UNIT C | 43221-4657 | Not Required by DOW | 102408 | WATTS | 009QT | RP | 0.750 | 59009 | BLDG 7 MAIN PLANT BATHROOM
2700 | SCIOTO PKWY UNIT C | 43221-4657 | Not Required by DOW | 82507 | WATTS | 009PCQT | RP | 1.500 | 59012 | BLDG 7 MAIN PLANT IN BATHROOM
2700 | SCIOTO PKWY UNIT C | 43221-4657 | Active | NK-0610 | WATTS | 957 | RP | 3.000 | 3624448 | BLDG 7 MAINT PLANT MECH ROOM AT WATER METER
2700 | SCIOTO PKWY UNIT D | 43221-4657 | Duplicate | 260160 | WATTS | 909QT | RP | 2.000 | 3624456 | ROOM 119 @ METER JANITOR CLOSET *** S# 260160 IS ON "0" ACCT INACTIVATED.
2700 | SCIOTO PKWY UNIT D | 43221-4657 | Active | 3094667 | WILKINS | 975XL | RP | 2.000 | 3647211 | APR BLDG BACK/SOUTH JANITORS CLOSET AT WATER METER
2969 | SCIOTO PL | 43221-4753 | Active | hc62564 | FEBCO | 765 | PVB | 0.750 | 3526117 | EAST SIDE OF HOUSE
2972 | SCIOTO PL | 43221-4752 | Active | T346118 | WILKINS | 720A | PVB | 0.750 | 91397 | RIGHT FRONT
2981 | SCIOTO PL | 43221-4753 | Active | AI0651 | febco | 765 | PVB | 0.750 | 3526119
1797 | SCIOTO POINTE DR | 43221-4000 | Active | 1043270 | WILKINS | 975XLBMS | RP | 1.000 | 56160 | METER ROOM CLOSET
1797 | SCIOTO POINTE DR | 43221-4000 | Active | 2214364 | WILKINS | 975XL | RP | 0.750 | 56161 | LEFT SIDE OF HSE
1830 | SCIOTO POINTE DR | 43221- | Active | 4710730 | WILKINS | 975XL | RP | 0.750 | 102762 | ENTRANCE OFF OF RIVERSIDE BEHIND CLOCK TOWER underneath faux rock
1869 | SCIOTO POINTE DR | 43221 | Active | T182994 | WILKINS | 720A | PVB | 0.750 | 3603837 | RIGHT FRONT
1877 | SCIOTO POINTE DR | 43221-4000 | Active | G215118 | WILKINS | 720A | PVB | 0.750 | 96012 | LEFT SIDE OF HOUSE
1885 | SCIOTO POINTE DR | 43221-4000 | Active | CB325667 | WILKINS | 720A | PVB | 0.750 | 101767 | LEFT SIDE
1893 | SCIOTO POINTE DR | 43221 | Active | CB113970 | WILKINS | 720A | PVB | 0.750 | 3611615 | RIGHT SIDE
1901 | SCIOTO POINTE DR | 43221 | Active | 45751 | WATTS | 919AQT | RP | 1.000 | 3602769 | BASEMENT NEXT TO WATER METER
1901 | SCIOTO POINTE DR | 43221 | Active | CB073445 | WILKINS | 720A | PVB | 0.750 | 3618276 | RIGHT FRONT
1909 | SCIOTO POINTE DR | 43221-4000 | Active | CB655392 | WILKINS | 720A | PVB | 0.750 | 3611710 | LEFT SIDE
1933 | SCIOTO POINTE DR | 43221-4000 | Active | 15370 | FEBCO | 765 | PVB | 1.000 | 56673 | LEFT SIDE
1940 | SCIOTO POINTE DR | 43221-4054 | Active | F005897 | WILKINS | 720A | PVB | 0.750 | 97738 | back of house
1941 | SCIOTO POINTE DR | 43221 | Active | HD71419 | FEBCO | 745 | PVB | 1.000 | 3609822 | LEFT SIDE
1947 | SCIOTO POINTE DR | 43221 | Active | CB087627 | WILKINS | 720A | PVB | 0.750 | 3623137 | BACK OF HOUSE
1959 | SCIOTO POINTE DR | 43221-4000 | Active | HC83701 | FEBCO | 765 | PVB | 0.750 | 94529 | LEFT SIDE
1971 | SCIOTO POINTE DR | 43221-4000 | Active | T415326 | WILKINS | 720A | PVB | 0.750 | 56802 | LEFT SIDE OF HSE
1983 | SCIOTO POINTE DR | 43221 | Active | 3124 | CALEFFI | 574 | RP | 0.500 | 3655085 | In the basement.. ACCESS TO BASEMENT THROUGH DOORS ON RIGHT SIDE OF HOUSE..
1995 | SCIOTO POINTE DR | 43221-4000 | Active | H749822 | FEBCO | 765 | PVB | 0.750 | 56891 | LEFT SIDE OF HOUSE
2008 | SCIOTO POINTE DR | 43221-4054 | Active | 672277 | WILKINS | 720A | PVB | 0.750 | 94530 | LEFT SIDE FRONT
2020 | SCIOTO POINTE DR | 43221-4054 | Active | 55756 | WATTS | 800QT | PVB | 0.750 | 57051 | FRONT SOUTH CORNER BY GAS METER
2031 | SCIOTO POINTE DR | 43221 | Active | T187943 | WILKINS | 720 | PVB | 0.750 | 3606320 | RIGHT SIDE OF HOUSE
2032 | SCIOTO POINTE DR | 43221-4054 | Active | T223658 | WILKINS | 720A | PVB | 0.750 | 57076 | LEFT SIDE OF HOUSE
2043 | SCIOTO POINTE DR | 43221 | Active | CB272489 | WILKINS | 720A | PVB | 0.750 | 3611907 | right front
2055 | SCIOTO POINTE DR | 43221 | Active | T258088 | WILKINS | 720A | PVB | 0.750 | 3602737 | RIGHT SIDE OF HOUSE
2056 | SCIOTO POINTE DR | 43221 | Active | T481930 | WILKINS | 720A | PVB | 0.750 | 3655363 | FRONT OF HOUSE
2064 | SCIOTO POINTE DR | 43221 | Active | CAB82391 | WILKINS | 720A | PVB | 0.750 | 3656923 | FRONT OF HOUSE
2079 | SCIOTO POINTE DR | 43221-4000 | Active | CB653307 | WILKINS | 720A | PVB | 0.750 | 3586414 | LEFT SIDE
3218 | SCIOTO RUN BLVD | 43026- | Active | J057094 | FEBCO | 825Y | RP | 0.750 | 60212 | PUMP ROOM
3236 | SCIOTO RUN BLVD | 43026-3001 | Active | CB757956 | WILKINS | 720A | PVB | 0.750 | 60244 | RIGHT FRONT
3237 | SCIOTO RUN BLVD | 43026-3004 | Active | BB3192 | FEBCO | 765 | PVB | 0.750 | 60246 | LEFT FRONT
3246 | SCIOTO RUN BLVD | 43026-3001 | Active | 261886 | WATTS | 800QT | PVB | 0.750 | 60286 | EAST SIDE OF HOUSE
3249 | SCIOTO RUN BLVD | 43026-3004 | Active | H006905 | FEBCO | 765 | PVB | 0.750 | 60292 | RH SIDE
3266 | SCIOTO RUN BLVD | 43026-3001 | Active | H263860 | FEBCO | 765 | PVB | 0.750 | 60336 | RIGHT HAND SIDE
3278 | SCIOTO RUN BLVD | 43026-3001 | Active | T189400 | WILKINS | 420 | PVB | 1.000 | 60347 | EAST SIDE MIDDLE
3288 | SCIOTO RUN BLVD | 43026-3001 | Active | EAA8954 | WILKINS | 720A | PVB | 1.000 | 60361 | BACK OF HOUSE
3298 | SCIOTO RUN BLVD | 43026-3001 | Active | 124672 | WILKINS | 420 | PVB | 1.000 | 60373 | OUTSIDE
3320 | SCIOTO RUN BLVD | 43026-3024 | Active | H649782 | FEBCO | 765 | PVB | 0.750 | 60461 | RIGHT HAND SIDE
3368 | SCIOTO RUN BLVD | 43026-3002 | Active | H088422 | FEBCO | 765 | PVB | 0.750 | 60537 | EAST SIDE OF HOUSE - OUTSIDE
3385 | SCIOTO RUN BLVD | 43026-3005 | Active | G169701 | WILKINS | 720A | PVB | 0.750 | 60560 | RIGHT RONT
3388 | SCIOTO RUN BLVD | 43026-3002 | Active | AB8382 | FEBCO | 765 | PVB | 1.000 | 60562 | RIGHT SIDE FRONT
3395 | SCIOTO RUN BLVD | 43026-3005 | Replaced | REPAE2201 | FEBCO | 765 | PVB | 0.750 | 60583 | REPLACED- LEFT HAND SIDE
3395 | SCIOTO RUN BLVD | 43026-3005 | Active | H852797 | FEBCO | 765 | PVB | 0.750 | 3609922 | LEFT HAND SIDE
3415 | SCIOTO RUN BLVD | 43026-3005 | Active | CB992734 | WILKINS | 720A | PVB | 0.750 | 60665 | NW CORNER OF HOUSE OUTSIDE
3450 | SCIOTO RUN BLVD | 43026-3003 | Active | 673165 | WILKINS | 720A | PVB | 0.750 | 60777 | LEFT SIDE FRONT
3480 | SCIOTO RUN BLVD | 43026-3003 | Active | AK3469 | FEBCO | 765 | PVB | 1.000 | 60830 | RIGHT SIDE
3515 | SCIOTO RUN BLVD | 43026-3013 | Active | AF0611 | FEBCO | 765 | PVB | 0.750 | 60949 | FRONT OF HOUSE
3537 | SCIOTO RUN BLVD | 43026-3013 | Active | T345441 | WILKINS | 720A | PVB | 0.750 | 61021 | EAST SIDE OF HOUSE
3548 | SCIOTO RUN BLVD | 43026-3015 | Active | H142645 | FEBCO | 765 | PVB | 1.000 | 61035 | LH SIDE
3549 | SCIOTO RUN BLVD | 43026-3013 | Active | 115717 | WATTS | 800QT | PVB | 1.000 | 61036 | LEFT FRONT SIDE
3555 | SCIOTO RUN BLVD | 43026-3013 | Active | 78068 | RAINBIRD | AC4000 | DC | 0.750 | 61065 | IN BASEMENT
3564 | SCIOTO RUN BLVD | 43026-3015 | Active | 677850 | RAINBIRD | 100 | PVB | 1.000 | 61110 | NW CORNER OUTSIDE
3589 | SCIOTO RUN BLVD | 43026-3013 | Active | A083701 | WILKINS | 720A | PVB | 0.750 | 75052 | Left side of house
3608 | SCIOTO RUN BLVD | 43026-3028 | Replaced | REPCD5240 | FEBCO | 765 | PVB | 0.750 | 61267 | REPLACED- RIGHT SIDE
3608 | SCIOTO RUN BLVD | 43026-3028 | Active | 428706 | WATTS | 800M4FR | PVB | 0.750 | 3609956 | RIGHT SIDE
3620 | SCIOTO RUN BLVD | 43026-3028 | Active | HK03391 | FEBCO | 765 | PVB | 1.000 | 61302 | LEFT HAND SIDE
3631 | SCIOTO RUN BLVD | 43026-3019 | Active | t439084 | WILKINS | 720A | PVB | 1.000 | 61323 | FRONT OF HOUSE
3632 | SCIOTO RUN BLVD | 43026-3028 | Active | OB0143 | FEBCO | 765 | PVB | 1.000 | 61325 | REAR OF HOUSE
3662 | SCIOTO RUN BLVD | 43026-3028 | Active | 953419 | WILKINS | 720A | PVB | 0.750 | 61419 | RIGHT HAND SIDE
3667 | SCIOTO RUN BLVD | 43026-3019 | Active | F17329 | FEBCO | 765 | PVB | 1.000 | 61433 | LEFT SIDE FRONT
3670 | SCIOTO RUN BLVD | 43026-3028 | Active | EAA3326 | WILKINS | 720-A | PVB | 1.000 | 61437 | RIGHT HAND SIDE
3679 | SCIOTO RUN BLVD | 43026-3019 | Active | 444336 | WILKINS | 720A | PVB | 0.750 | 61453 | RIGHT SIDE MIDDLE
3689 | SCIOTO RUN BLVD | 43026-3019 | Active | 352989 | WILKINS | 720A | PVB | 0.750 | 61470 | RIGHT CENTER
3690 | SCIOTO RUN BLVD | 43026-3028 | Active | CB674949 | Wilkins | 720A | PVB | 0.750 | 3526459 | Right Side
3699 | SCIOTO RUN BLVD | 43026-3019 | Active | h819371 | FEBCO | 765 | PVB | 0.750 | 61490 | LEFT HAND SIDE
3700 | SCIOTO RUN BLVD | 43026-3020 | Active | 375435 | WILKINS | 720A | PVB | 0.750 | 61524 | LEFT HAND SIDE
3730 | SCIOTO RUN BLVD | 43026-3020 | Active | G212961 | WILKINS | 720A | PVB | 0.750 | 95289 | RIGHT SIDE OF HOUSE
3743 | SCIOTO RUN BLVD | 43026-3027 | Active | G246104 | WILKINS | 720A | PVB | 0.750 | 61637 | RIGHT SIDE FRONT
3753 | SCIOTO RUN BLVD | 43026-3027 | Active | AB3038 | FEBCO | 765 | PVB | 1.000 | 61675 | LEFT SIDE FRONT
3771 | SCIOTO RUN BLVD | 43026-3027 | Active | T487005 | FEBCO | 765 | PVB | 0.750 | 61711 | SIDE OF HOUSE
3772 | SCIOTO RUN BLVD | 43026-3020 | Active | 200250 | WILKINS | 720A | PVB | 0.750 | 61713 | SIDE OF HOUSE
4109 | SCIOTO RUN CT | 43026-3000 | Active | H033073 | FEBCO | 765 | PVB | 0.750 | 62937 | RIGHT SIDE OF HOUSE
3152 | SCIOTO TRCE | 43221-4772 | Active | 02423 | FEBCO | 765 | PVB | 1.000 | 60069 | REAR OF HOUSE BY DECK
5610 | SCOTCH WOODS | 43123 | Active | EAC4645 | WILKINS | 720A | PVB | 0.750 | 3651737 | RIGHT FRONT
5547 | SCOTCH WOODS DR | 43123 | Active | CAA48499 | WILKINS | 720A | PVB | 0.750 | 3651138 | RIGHT FRONT
5579 | SCOTCH WOODS DR | 43123 | Active | CAB09352 | WILKINS | 720A | PVB | 0.750 | 3650023 | LEFT FRONT
5589 | SCOTCH WOODS DR | 43123 | Active | CAB17545 | WILKINS | 720A | PVB | 0.750 | 3649753 | LEFT FRONT
5599 | SCOTCH WOODS DR | 43123 | Active | CAA48493 | WILKINS | 720A | PVB | 0.750 | 3651809 | RIGHT FRONT
5675 | SCOTCH WOODS DR | 43123 | Active | TF-0370 | WATTS | 957 | RP | 3.000 | 3646397 | MECH ROOM AT METER
5675 | SCOTCH WOODS DR | 43123 | Active | TH-0047 | AMES | 300GV | DCDA | 8.000 | 3646398 | MECH ROOM AT FIRE RISER
5675 | SCOTCH WOODS DR | 43123 | Active | 57772 | WATTS | 2000BM3 | DC | 0.750 | 3646441 | MECH ROOM AT FIRE RISER
8603 | SCOTSCRAIG CT | 43017-9611 | Active | FD7236 | FEBCO | 765 | PVB | 1.000 | 74115 | SOUTH SIDE OF RESIDENCE
8610 | SCOTSCRAIG CT | 43017-9611 | Active | HI69555 | FEBCO | 765 | PVB | 1.000 | 74119 | BACK OF HOUSE
8615 | SCOTSCRAIG CT | 43017-9611 | Active | EAK2100 | WILKINS | 720A | PVB | 1.000 | 97440 | NEXT TO BACK DOOR.. NEXT TO DECK
8623 | SCOTSCRAIG CT | 43017-9611 | Active | 190158 | WILKINS | 720A | PVB | 1.000 | 74123 | BACK OF HOUSE BY AC
1391 | SCOTSMAN DR | 43123 | Active | CB026946 | Wilkins | 720A | PVB | 0.750 | 3606250 | Right side of the house
1411 | SCOTSMAN DR | 43123 | Active | CB015893 | WILKINS | 720A | PVB | 0.750 | 103408 | LEFT SIDE OF HOUSE BY GAS METER
1416 | SCOTSMAN DR | 43123 | Active | T230550 | WILKINS | 720 | PVB | 0.750 | 3602941 | Right side of house
1421 | SCOTSMAN DR | 43123 | Active | CB004323 | WILKINS | 720 | PVB | 0.750 | 3603192 | RIGHT FRONT
1426 | SCOTSMAN DR | 43123 | Active | CB548657 | WILKINS | 720A | PVB | 0.750 | 3602942 | RIGHT SIDE OF HOUSE
1436 | SCOTSMAN DR | 43123 | Active | T338693 | WILKINS | 720A | PVB | 0.750 | 3602943 | RIGHT SIDE
1627 | SCOTTSDALE AVE | 43235-2519 | Active | T231717 | Wilkins | 720-A | PVB | 0.750 | 92702 | RIGHT SIDE OF HOUSE
1628 | SCOTTSDALE AVE | 43235-2518 | Active | H339792 | FEBCO | 765 | PVB | 0.750 | 92276 | FRONT OF HOUSE
2655 | SCOTTWOOD RD | 43209 | Active | 183212 | WATTS | 909 | RP | 3.000 | 96327 | MECH ROOM BOILER ROOM/Berwick es.
2655 | SCOTTWOOD RD | 43209 | Active | HK-0790 | AMES | COLT 300 | DCDA | 6.000 | 96350 | 1ST FLOOR MECH ROOM - Berwick E. S.
2655 | SCOTTWOOD RD | 43209 | Active | 11650 | AMES | 2000BM3 | DC | 0.750 | 96351 | 1ST FLOOR MECH ROOM - Berwick E. S.
2655 | SCOTTWOOD RD | 43209 | Not Required by DOW | 4746548 | WILKINS | 975XL2 | RP | 0.750 | 96352 | MECH ROOM/BOILER ROOM/Berwick es
2655 | SCOTTWOOD RD | 43209 | Not Required by DOW | 624626 | WATTS | 909QT | RP | 0.750 | 96353 | MECH ROOM/BOILER ROOM/Berwick el.
3392 | SCOTTWOOD RD | 43227-3564 | Removed | 197118REM | WILKINS | 975 | RP | 1.000 | 60573 | IN BOILER ROOM NEXT TO BOILER - Scottwood E.S.
3510 | SCOTTWOOD RD | 43227-3568 | Active | 05593 | AMES | 4000B | RP | 1.000 | 100603 | IN CLOSET LEFT OF FRONT DOOR
5068 | SCOUT CT | 43110-8750 | Active | 138509 | WATTS | 800M4FR | PVB | 0.750 | 92759 | LEFT SIDE OF HOUSE
7061 | SCRIBNER WAY | 43017-3015 | Active | FC8823 | FEBCO | 765 | PVB | 1.000 | 94533 | REAR OF HOUSE
7064 | SCRIBNER WAY | 43017-1078 | Active | 367476 | WILKINS | 720A | PVB | 1.000 | 94534 | FRONT LEFT OF FRONT DOOR
7069 | SCRIBNER WAY | 43017-3015 | Active | T340046 | WILKINS | 720A | PVB | 1.000 | 71360 | LEFT SIDE OF HOUSE
3907 | SEABELL CT | 43230-4165 | Active | 489525 | WATTS | 800M4QT | PVB | 1.000 | 87596 | REAR OF HOME
3916 | SEABELL CT | 43230-4165 | Active | CB157188 | WILKINS | 720A | PVB | 1.000 | 62207 | SOUTH SIDE OF HOUSE (SERIAL #DF6964)
1852 | SEABRIGHT CT | 43065-9202 | Active | G045393 | WILKINS | 720A | PVB | 0.750 | 90866 | LEFT CENTER
3694 | SEAFORD DR | 43220-4842 | Active | 68614 | WATTS | 800QT | PVB | 1.000 | 61483 | FRONT OF HOUSE
3720 | SEAFORD DR | 43220-4842 | Active | H186379 | FEBCO | 765 | PVB | 0.750 | 90328 | FRONT RIGHT OF DOOR
5605 | SEAPINE RD | 43026-8200 | Active | T366336 | WILKINS | 720A | PVB | 0.750 | 67402 | LEFT SIDE OF HOUSE
1892 | SEASIDE CIR | 43123-8103 | Active | T418837 | WILKINS | 720A | PVB | 0.750 | 88632 | LEFT SIDE OF HOUSE
1904 | SEASIDE CIR | 43123-8665 | Active | A038246 | WILKINS | 720A | PVB | 0.750 | 87439 | RIGHT SIDE OF HOUSE
1951 | SEASIDE CIR | 43123 | Active | W113964 | WILKINS | 975XL | RP | 1.000 | 88069 | WEST SIDE OF PARK @ MTR PIT
5946 | SEBRING DR | 43081 | Active | CAA28838 | WILKINS | 720A | PVB | 0.750 | 3648847
4336 | SECLUDEDWOOD CT | 43230-4153 | Active | 28984 | FEBCO | 765 | PVB | 1.000 | 63718 | NW CORNER OUTSIDE.
5401 | SECLUSION DR | 43081 | Active | B071212 | WATTS | 800M4FR | PVB | 1.000 | 3653176 | RIGHT CENTER
5404 | SECLUSION DR | 43081 | Active | B107996 | WATTS | 800M4QT | PVB | 1.000 | 3654341 | RIGHT SIDE OF HOUSE.
5410 | SECLUSION DR | 43081 | Active | T655787 | WILKINS | 720A | PVB | 1.000 | 3657668 | RIGHT SIDE OF HOUSE
5413 | SECLUSION DR | 43081 | Active | B071225 | WATTS | 800M4 | PVB | 1.000 | 3653175 | LEFT CENTER
5416 | SECLUSION DR | 43081 | Active | CAB08353 | WILKINS | 720A | PVB | 1.000 | 3656262
5419 | SECLUSION DR | 43081 | Active | CAC02496 | WILKINS | 720A | PVB | 1.000 | 3655280 | LEFT SIDE OF HOUSE
5422 | SECLUSION DR | 43081 | Active | CAC02443 | WILKINS | 720A | PVB | 1.000 | 3657562
5425 | SECLUSION DR | 43081 | Active | EAJ5229 | WILKINS | 720A | PVB | 1.000 | 3658671
5428 | SECLUSION DR | 43081 | Active | EAJ5534 | WILKINS | 720A | PVB | 1.000 | 3658517 | RIGHT SIDE OF HOUSE
5431 | SECLUSION DR | 43081 | Active | CAC2483 | WILKINS | 720A | PVB | 1.000 | 3656539 | LEFT SIDE HOUSE
5434 | SECLUSION DR | 43081 | Active | EAE7913 | WILKINS | 720A | PVB | 1.000 | 3656497 | LEFT SIDE OF HOUSE
5437 | SECLUSION DR | 43081 | Active | EAE7861 | WILKINS | 720A | PVB | 1.000 | 3658222
5440 | SECLUSION DR | 43081 | Active | B071224 | WATTS | 800M4QT | PVB | 1.000 | 3653363
5443 | SECLUSION DR | 43081 | Active | EAJ5041 | WILKINS | 720A | PVB | 1.000 | 3659205
5446 | SECLUSION DR | 43081 | Active | EAJ5542 | WILKINS | 720A | PVB | 1.000 | 3657559
5452 | SECLUSION DR | 43081 | Active | 086655 | WATTS | 800 | PVB | 1.000 | 3653275 | LEFT SIDE OF HOUSE.
5460 | SECLUSION DR | 43081 | Active | EAE7882 | WILKINS | 720A | PVB | 1.000 | 3656005 | RIGHT SIDE OF HOUSE.
5468 | SECLUSION DR | 43081 | Active | B122929 | WATTS | 800 | PVB | 1.000 | 3654789 | RIGHT SIDE OF HOUSE
5474 | SECLUSION DR | 43081 | Active | EAJ5498 | WILKINS | 720A | PVB | 0.750 | 3657038 | RIGHT SIDE OF HOUSE
5479 | SECLUSION DR | 43081 | Active | T6221344 | WILKINS | 720A | PVB | 1.000 | 3655541
5482 | SECLUSION DR | 43081 | Active | CAC02479 | WILKINS | 720A | PVB | 1.000 | 3655336 | RIGHT SIDE BEHIND GARAGE
5494 | SECLUSION DR | 43081 | Active | 122943 | WATTS | 800M4QT | PVB | 1.000 | 3654997
5502 | SECLUSION DR | 43081 | Active | T569023 | WILKINS | 720 | PVB | 1.000 | 3652755 | RIGHT SIDE OF HOUSE
5510 | SECLUSION DR | 43081 | Active | T557550 | WILKINS | 720 | PVB | 1.000 | 3650979 | LEFT SIDE OF HOUSE.
5517 | SECLUSION DR | 43081 | Active | B084485 | WATTS | 800M4QT | PVB | 1.000 | 3651170 | LEFT REAR
5518 | SECLUSION DR | 43081 | Active | B084284 | WATTS | 800M4QT | PVB | 1.000 | 3651460 | LEFT SIDE OF HOUSE
5526 | SECLUSION DR | 43081 | Active | T567533 | WILKINS | 720A | PVB | 1.000 | 3650737 | RIGHT CENTER BY A/C
5527 | SECLUSION DR | 43081 | Active | B083292 | WATTS | 800M4QT | PVB | 1.000 | 3651171 | RIGHT CENTER.
5534 | SECLUSION DR | 43081 | Active | B083251 | WATTS | 800M4QT | PVB | 1.000 | 3651595 | RIGHT FRONT
5535 | SECLUSION DR | 43081 | Active | T568776 | WILKINS | 720A | PVB | 1.000 | 3651482 | RIGHT CENTER
5542 | SECLUSION DR | 43081 | Active | B083293 | WATTS | 800M4QT | PVB | 1.000 | 3651596 | RIGHT FRONT
5407 | SECLUSION WAY | 43081 | Active | B071223 | WATTS | 800M4 | PVB | 1.000 | 3653179 | RIGHT
4700 | SECURITIES ST | 43228-4618 | Active | 037543 | WILKINS | 975RP | RP | 1.500 | 64839 | UTILITY ROOM IN WAREHOUSE
4700 | SECURITIES ST | 43228-4618 | Active | 0971 | WILKINS | 450STDA | DCDA | 8.000 | 3654981
4700 | SECURITIES ST | 43228-4618 | Active | 4973623 | WILKINS | 950XL2 | DC | 0.750 | 3657055 | RISER ROOM
4013 | SEDGWICK | 43054 | Active | CAA31011 | WILKINS | 720A | PVB | 0.750 | 3619959 | LEFT SIDE
2226 | SEDGWICK DR | 43220-5430 | Active | 6577 | FEBCO | 765 | PVB | 1.000 | 94538 | LEFT FRONT SIDE
2233 | SEDGWICK DR | 43220-5432 | Active | 42758 | FEBCO | 765 | PVB | 1.000 | 57697 | FRONT OF HOUSE
2252 | SEDGWICK DR | 43220-5430 | Active | 248709 | WATTS | 800QT | PVB | 1.000 | 57781 | RIGHT SIDE
2265 | SEDGWICK DR | 43220-5432 | Active | T346027 | WILKINS | 720A | PVB | 1.000 | 94539 | EAST SIDE OF HOUSE
2276 | SEDGWICK DR | 43220-5430 | Active | 662268 | WATTS | 800M4QT | PVB | 1.000 | 92192 | SE CORNER
2300 | SEDGWICK DR | 43220-5431 | Active | 828599 | WILKINS | 720A | PVB | 0.750 | 57900 | BACKYARD NEXT TO PATIO DOORS
4003 | SEDGWICK DR | 43054 | Active | T146687 | WILKINS | 720A | PVB | 0.750 | 3603151 | LEFT SIDE
4006 | SEDGWICK DR | 43054 | Active | CB113644 | WILKINS | 720 | PVB | 0.750 | 3613298 | LEFT FRONT
4016 | SEDGWICK DR | 43054 | Active | T205982 | WILKINS | 720 | PVB | 0.750 | 3613199 | LEFT FRONT CORNER
4023 | SEDGWICK DR | 43054 | Active | CB547262 | WILKINS | 720A | PVB | 0.750 | 3603777 | LEFT FRONT
4026 | SEDGWICK DR | 43054 | Active | T146644 | WILKINS | 720A | PVB | 0.750 | 104045 | RIGHT SIDE OF HOUSE
4033 | SEDGWICK DR | 43054 | Active | CB092957 | WILKINS | 720A | PVB | 0.750 | 3605859 | FRONT CORNER
4036 | SEDGWICK DR | 43054 | Active | T146758 | WILKINS | 720A | PVB | 0.750 | 3603840 | LEFT SIDE
4046 | SEDGWICK DR | 43054 | Active | CB016081 | WILKINS | 720A | PVB | 0.750 | 103927 | LEFT SIDE OF HOUSE
4056 | SEDGWICK DR | 43054 | Active | T188960 | WILKINS | 720A | PVB | 0.750 | 3604453 | LEFT SIDE
4066 | SEDGWICK DR | 43054 | Active | T146698 | WILKINS | 720A | PVB | 0.750 | 3603223 | LEFT SIDE
4076 | SEDGWICK DR | 43054 | Active | CB083064 | WILKINS | 720A | PVB | 0.750 | 3603784 | LEFT SIDE OF HOUSE
4086 | SEDGWICK DR | 43054 | Active | CB006236 | WILKINS | 720A | PVB | 0.750 | 103770 | LEFT FRONT CORNER OF HOUSE
5995 | SEDGWICK RD | 43235-3316 | Active | 3827608 | WILKINS | 975XL | RP | 0.750 | 3527501 | BASEMENT AT SUMP PIT
6088 | SEDGWICK RD | 43235-3321 | Active | T438992 | WILKINS | 720A | PVB | 0.750 | 3527513 | Left Side of House
6094 | SEDGWICK RD | 43235-3321 | Active | CB143489 | WILKINS | 720A | PVB | 1.000 | 94542 | FRONT OF HOUSE
6106 | SEDGWICK RD | 43235-3321 | Active | 01614 | FEBCO | 765 | PVB | 1.000 | 100072 | RIGHT SIDE OF HOUSE.
6123 | SEDGWICK RD | 43235-3318 | Active | A082434 | WILKINS | 720A | PVB | 0.750 | 69076 | FRONT OF HOUSE
6423 | SEEDS | 43123 | Active | 4139780 | WILKINS | 975XL2 | RP | 1.500 | 3613708 | EAST WALL WAREHOUSE
6423 | SEEDS | 43123 | Active | 4275B | WILKINS | 350ASTDA | DCDA | 6.000 | 3615004 | EAST WALL WAREHOUSE
6423 | SEEDS | 43123 | Active | 4150685 | WILKINS | 950XLD | DC | 0.750 | 3615005 | EAST WALL WAREHOUSE
6016 | SEEDS RD | 43123 | Active | 35289 | WATTS | 919ZQT | RP | 1.000 | 102794 | IN GARAGE AT WATER METER
6237 | SEEDS RD | 43123-8474 | Active | W342197 | WILKINS | 975XLBMS | RP | 1.500 | 96552 | WAREHOUSE NE CORNER
6237 | SEEDS RD | 43123-8474 | Active | 164458 | AMES | 3000SS | DCDA | 6.000 | 96583 | NORTH WALL
6237 | SEEDS RD | 43123-8474 | Active | 68512 | WATTS | 007M1QT | DC | 0.750 | 96584 | NORTH WALL
6335 | SEEDS RD | 43123 | Active | VG-1025 | AMES | 500-GV | RPDA | 8.000 | 3652999 | HOT BOX BY ROAD
6335 | SEEDS RD | 43123 | Active | VI-2692 | AMES | 400 | RP | 3.000 | 3653000 | HOT BOX BY ROAD
6335 | SEEDS RD | 43123 | Active | 91779 | WATTS | 919QT | RP | 0.750 | 3653001 | HOT BOX -FIRE BYPASS
6335 | SEEDS RD | 43123 | LPS - Active |  |  |  | LST |  | 3657303 | FIRE BOOSTER PUMP - FIRE PUMP ROOM
6511 | SEEDS RD | 43123-8431 | Active | AMA06473 | WILKINS | 975XL | RP | 1.500 | 3527537 | IN W CLOSET OFF KITCHEN AT WATER METER
5925 | SEFFNER DR | 43081 | Active | CAA28903 | WILKINS | 720A | PVB | 0.750 | 3648367 | RIGHT SIDE OF THE HOUSE
7700 | SEFTON PARK DR | 43235 | Active | T132424 | WILKINS | 720A | PVB | 0.750 | 102950 | RIGHT REAR OF HOUSE
7700 | SEFTON PARK DR | 43235 | NULL | [5 empty] | 3615216
7710 | SEFTON PARK DR | 43235-1700 | Active | CB548747 | WILKINS | 720A | PVB | 0.750 | 3595379
7730 | SEFTON PARK DR | 43235 | Active | T072788 | WILKINS | 720A | PVB | 0.750 | 72651 | RIGHT SIDE OF HOUSE
7731 | SEFTON PARK DR | 43235-4501 | Active | CB588194 | WILKINS | 720A | PVB | 0.750 | 97511 | LEFT FRONT
7790 | SEFTON PARK DR | 43235-1700 | Active | A135519 | WILKINS | 720A | PVB | 0.750 | 72811 | RIGHT SIDE OF HOUSE
2091 | SELBOURNE CT | 43016-9229 | Active | CB156006 | Wilkins | 720A | PVB | 1.000 | 57190 | BACK CENTER UNDER KITCHEN WINDOW
5549 | SELLS MILL DR | 43017-3417 | Active | 659174 | RAINBIRD | AC4000 | PVB | 1.000 | 94543 | FRONT RIGHT OF DOOR
5557 | SELLS MILL DR | 43017 | Active | 56466 | FEBCO | 765 | PVB | 1.000 | 3527871 | RIGHT SIDE OF HOUSE
5633 | SELLS MILL DR | 43017 | Active | CB215145 | WILKINS | 720A | PVB | 1.000 | 3527878
5641 | SELLS MILL DR | 43017 | Active | T300064 | WILKINS | 720A | PVB | 1.000 | 3527879 | FRONT OF HOUSE
5745 | SELLS MILL DR | 43017-2606 | Active | F031333 | WILKINS | 720A | PVB | 0.750 | 97416 | LEFT SIDE
5767 | SELLS MILL DR | 43017-2606 | Active | CB601431 | WILKINS | 720A | PVB | 0.750 | 3527888 | RIGHT SIDE OF HOUSE
5950 | SELLS MILL DR | 43017-2609 | Active | 136360 | WATTS | 909QT | RP | 0.750 | 68390 | NW CORNER ROOM 158 (MECHANICAL ROOM)
5950 | SELLS MILL DR | 43017-2609 | Active | 136364 | WATTS | 909QT | RP | 0.750 | 68391 | NW CORNER RM 158 (MECHANICAL ROOM)
5950 | SELLS MILL DR | 43017-2609 | Active | 9313878 | HERSEY/GRINNELL | H-2 | DC | 6.000 | 68392 | NW CORNER ROOM 158 (MECHANICAL ROOM)
7642 | SELWYN CT | 43235-1827 | Active | 672541 | WATTS | 800M2QT | PVB | 1.000 | 91271 | RIGHT SIDE
7669 | SEMINARY RDG | 43235-4603 | Removed | A141380REM | WILKINS | 375 | RP | 1.000 | 72461 | REMOVED-SOUTH OF FRONT DOOR
7669 | SEMINARY RDG | 43235-4603 | Active | CB451688 | WILKINS | 720A | PVB | 1.000 | 3610237 | SOUTH OF FRONT DOOR
7681 | SEMINARY RDG | 43235-4603 | Active | AC5866 | FEBCO | 765 | PVB | 0.750 | 72497 | LEFT SIDE OF HOUSE
7703 | SEMINARY RDG | 43235-4603 | Active | EAF5460 | WILKINS | 720A | PVB | 1.000 | 94545 | RIGHT SIDE OF HOUSE
7731 | SEMINARY RDG | 43235-4603 | Active | VAA5712 | WILKINS | 720A | PVB | 1.000 | 94546 | FRONT OF HOUSE
7734 | SEMINARY RDG | 43235-4602 | Active | 54428 | FEBCO | 765 | PVB | 1.000 | 72660 | OUTSIDE
7745 | SEMINARY RDG | 43235-4603 | Active | T584004 | WILKINS | 720A | PVB | 1.000 | 72686 | RIGHT SIDE OF HOUSE
4514 | SEMINOLE AV | 43219- | Active | W172098 | WILKINS | 975XL | RP | 0.750 | 87051 | landscape island @ meter in ford box-Irrigation only, POST @ ACROSS FROM 45" SEM
6331 | SENECA WAY | 43123-9217 | Active | G043998 | WILKINS | 720A | PVB | 0.750 | 91354 | LEFT BACK SIDE
7113 | SERENOA DR | 43068-5133 | Active | HD49163 | FEBCO | 765 | PVB | 0.750 | 3608197 | OUTSIDE RIGHT SIDE MIDDLE OF HOUSE IF FACING HOME
3054 | SERPENTINE DR | 43026-8586 | Active | CB325173 | WILKINS | 720A | PVB | 0.750 | 3613019 | LEFT SIDE OF HOUSE
3059 | SERPENTINE DR | 43026-8587 | Active | F022298 | WILKINS | 720A | PVB | 0.750 | 59891 | RIGHT SIDE - FRONT
7890 | SETHWICK RD | 43016-8927 | Active | CB243308 | WILKINS | 720A | PVB | 1.000 | 3528072 | FRONT OF HOUSE
7918 | SETHWICK RD | 43016-9300 | Active | EAG2810 | WILKINS | 720A | PVB | 0.750 | 72977 | RT FRONT
2395 | SETTERLIN DR | 43228-9499 | Active | 166340 | WILKINS | 975 | RP | 1.500 | 58136 | CENTER EAST WALL BY METER
2395 | SETTERLIN DR | 43228-9499 | Not Required by DOW | 299168 | WATTS | 009QT | RP | 0.500 | 87084 | CENTER OF BUILDING
2395 | SETTERLIN DR | 43228-9499 | Not Required by DOW | W255374 | WILKINS | 975XL | RP | 0.750 | 87085 | NW CORNER OF BUILDING
2395 | SETTERLIN DR | 43228-9499 | Not Required by DOW | W255376 | WILKINS | 975XL | RP | 0.750 | 87087 | BEUELES MACHINE
2395 | SETTERLIN DR | 43228-9499 | Not Required by DOW | W255303 | WILKINS | 975XL | RP | 0.750 | 87088 | EAST WALL 200' FROM SOUTH WALL
2395 | SETTERLIN DR | 43228-9499 | Not Required by DOW | A25863 | WATTS | 009M3QT | RP | 0.750 | 98661 | INSULATING LINE
2395 | SETTERLIN DR | 43228-9499 | Not Required by DOW | A27623 | WATTS | 009M3QT | RP | 0.750 | 98662 | WET FABRICATION
2395 | SETTERLIN DR | 43228-9499 | Not Required by DOW | 20189 | WATTS | 919AQT | RP | 0.750 | 98663 | WET FABRICATION
2395 | SETTERLIN DR | 43228-9499 | Not Required by DOW | 68583 | WATTS | LF919QT | RP | 0.750 | 98664 | TEMPERING
2395 | SETTERLIN DR | 43228-9499 | Not Required by DOW | 18627 | WATTS | 919AQT | RP | 0.750 | 98665 | LAMINATION LINE
2395 | SETTERLIN DR | 43228-9499 | Due Install |  |  |  | DCDA | 6.000 | 3655559
2400 | SETTERLIN DR | 43228-9794 | Not Required by DOW | 3247391 | WILKINS | 975XL | RP | 1.000 | 58199 | MECHANICAL EQUIPMENT RM, W SIDE OF BLDG, E SIDE OG EQUIP RM
2400 | SETTERLIN DR | 43228-9794 | Active | 57141 | WATTS | 009M1QT | RP | 2.000 | 58200 | LOADING DOCK AREA, SW CORNER OF BUILDING
2400 | SETTERLIN DR | 43228-9794 | Active | SJ-1041 | WATTS | 757 | DCDA | 6.000 | 3633532 | SE CORNER OF DOCK AREA BY DOOR 35
2400 | SETTERLIN DR | 43228-9794 | Removed | 220112 | WATTS | 007M3 | DC | 0.750 | 3635578 | SE CORNER OF DOCK AREA BY DOOR 35. FIRE SIDE CAR
2400 | SETTERLIN DR | 43228-9794 | Active | 221499 | WATTS | 007M3QT | DC | 0.750 | 3639155 | DOCK
5142 | SETTLEMENT DR | 43054-8328 | Active | CAA99277 | WATTS | 800M4QT | PVB | 1.000 | 66116 | LEFT SIDE
5143 | SETTLEMENT DR | 43054-8327 | Active | H008584 | FEBCO | 765 | PVB | 0.750 | 66117 | LEFT SIDE OF HOUSE
5150 | SETTLEMENT DR | 43054-8328 | Active | 229644 | WATTS | 800M4 | PVB | 0.750 | 66142 | LT SIDE
5166 | SETTLEMENT DR | 43054-8328 | Active | 209327 | WATTS | 800QT | PVB | 1.000 | 66222 | SOUTH
5183 | SETTLEMENT DR | 43054-8327 | Active | CB899038 | WILKINS | 720A | PVB | 1.000 | 66273 | RIGHT SIDE OF HOUSE
5201 | SETTLEMENT DR | 43054-9493 | Replaced | REPA133792 | WILKINS | 720A | PVB | 0.750 | 66391 | REPLACED- RIGHT GROUND CORNER OF HOUSE
5201 | SETTLEMENT DR | 43054-9493 | Active | T199410 | WILKINS | 720A | PVB | 0.750 | 3610203 | RIGHT GROUND CORNER OF HOUSE
5232 | SETTLEMENT DR | 43054-9493 | Active | F087534 | WILKINS | 720A | PVB | 1.000 | 66469 | S/E CORNER BY CHIMNEY
5240 | SETTLEMENT DR | 43054-9493 | Active | CB600657 | WILKINS | 720A | PVB | 0.750 | 66476 | RIGHT SIDE OF HOUSE
5241 | SETTLEMENT DR | 43054-9493 | Active | G186081 | WILKINS | 720A | PVB | 0.750 | 91906 | LEFT SIDE OF HOUSE
5257 | SETTLEMENT DR | 43054-9493 | Active | EAK2397 | WILKINS | 720A | PVB | 0.750 | 66513 | RIGHT SIDE OF HOUSE
5265 | SETTLEMENT DR | 43054-9493 | Active | CB026709 | WILKINS | 720A | PVB | 0.750 | 104158 | FRONT RIGHT
5765 | SETTLERS PL | 43017 | Active | CB987472 | WILKINS | 720A | PVB | 0.750 | 94548 | RIGHT FRONT
5815 | SETTLERS PL | 43017 | Active | T034741 | WILKINS | 720A | PVB | 0.750 | 99906 | LEFT SIDE OF HOUSE
5820 | SETTLERS PL | 43017 | Active | CB489326 | WILKINS | 720A | PVB | 0.750 | 3528100 | LEFT SIDE
5830 | SETTLERS PL | 43017-1563 | Active | 28900 | FEBCO | 765 | PVB | 1.000 | 3528102 | Left Side
1474 | SEVERN RD | 43209-3151 | Active | FL0539 | FEBCO | 765 | PVB | 1.000 | 91619 | FRONT OF HOUSE
4836 | SHACKELFORD CT | 43220-2925 | Active | CB269743 | WILKINS | 720A | PVB | 1.000 | 3528447 | LEFT FRONT WALL
4841 | SHACKELFORD CT | 43220-2974 | Active | T470733 | WILKINS | 720A | PVB | 1.000 | 65201 | SOUTH SIDE IN CORNER
4853 | SHACKELFORD CT | 43220-2974 | Active | DJ9746 | FEBCO | 765 | PVB | 0.750 | 65252 | LEFT SIDE OF HOUSE
4853 | SHACKELFORD CT | 43220-2974 | Active | DJ9936 | FEBCO | 765 | PVB | 0.750 | 65253 | LEFT OF FRONT DOOR
4870 | SHACKELFORD CT | 43220-2975 | Active | HF13256 | FEBCO | 765 | PVB | 1.000 | 101752 | BACK OF HOUSE
4876 | SHACKELFORD CT | 43220-2975 | Active | CB243062 | WILKINS | 720A | PVB | 1.000 | 65300 | BEHIND HOUSE, NEXT TO GAS METER.
4880 | SHACKELFORD CT | 43220-2975 | Active | T056889 | WILKINS | 720A | PVB | 1.000 | 65312 | NORTHWEST SIDE OF HOUSE BY HOSE BIBB
4886 | SHACKELFORD CT | 43220-2975 | Active | 1041139 | WILKINS | 975 | RP | 0.750 | 65343 | IN BASEMENT ABOVE WATER METER
4890 | SHACKELFORD CT | 43220-2975 | Active | T340006 | WILKINS | 720A | PVB | 0.750 | 65354 | LEFT OF FRONT DOOR
4890 | SHACKELFORD CT | 43220-2975 | Active | DJ9937 | FEBCO | 765 | PVB | 0.750 | 65355 | LEFT SIDE OF HOUSE
6471 | SHADEWATER DR | 43026 | Active | T081663 | WILKINS | 720A | PVB | 0.750 | 101581 | RIGHT SIDE OF HOUSE
6480 | SHADEWATER DR | 43026-6248 | Active | CB026881 | WILKINS | 720A | PVB | 0.750 | 103087 | LEFT SIDE
6489 | SHADEWATER DR | 43026 | Active | T304938 | WILKINS | 720A | PVB | 0.750 | 102486 | LEFT SIDE
6494 | SHADEWATER DR | 43026 | Active | T046309 | WILKINS | 720A | PVB | 0.750 | 101119 | RIGHT SIDE
6512 | SHADEWATER DR | 43026 | Active | CB093055 | WILKINS | 720A | PVB | 0.750 | 3605819 | RIGHT CENTER BY BACK GARAGE DOOR
4471 | SHADY BLOSSOM LN | 43219 | Active | CB317315 | WILKINS | 720A | PVB | 0.750 | 3615149 | LEFT SIDE OF HOUSE
4484 | SHADY BLOSSOM LN | 43230 | Active | T480273 | WILKINS | 720 | PVB | 0.750 | 3608044
4511 | SHADY BLOSSOM LN | 43230 | Active | CB317329 | WILKINS | 720A | PVB | 0.750 | 3616768 | LEFT SIDE OF HOUSE
1030 | SHADY LANE RD | 43227-1469 | Active | 4804332 | WILKINS | 975 XL2 | RP | 1.000 | 3528636 | MECH ROOM IN MINI MIRICALE DAY CARE AT WATER METER
1400 | SHADY LANE RD | 43227-2110 | Active | 231815 | WILKINS | 975 | RP | 1.000 | 54918 | BOILER ROOM - Sherwood M.S.
1444 | SHADY LANE RD | 43227-2110 | Active | L31818 | WILKINS | 375 | RP | 3.000 | 92719 | METER ROOM - Shady Lane E. S.
1444 | SHADY LANE RD | 43227-2110 | Active | 07279 | WATTS | 007M1PCQT | DC | 0.750 | 92894 | RISER ROOM - Boiler Room
1444 | SHADY LANE RD | 43227-2110 | Active | 1550361106 | AMES | 3000SS | DCDA | 6.000 | 92895 | RISER ROOM - Shady Lane E. S.
1444 | SHADY LANE RD | 43227-2110 | Active | A10698 | WATTS | 009M2-FP | RP | 1.000 | 98483 | BOILER ROOM - Shady Lane E. S.
6929 | SHADY NELMS DR | 43017 | Active | BB5431 | FEBCO | 765 | PVB | 0.750 | 94552 | LEFT SIDE OF HOUSE
6982 | SHADY NELMS DR | 43017 | Active | DJ9790 | FEBCO | 765 | PVB | 0.750 | 94553 | RIGHT SIDE
7042 | SHADY NELMS DR | 43017 | Active | EAG4977 | WILKINS | 720A | PVB | 0.750 | 3528759
7056 | SHADY NELMS DR | 43017 | Active | T082607 | WILKINS | 720A | PVB | 0.750 | 3528761
7085 | SHADY NELMS DR | 43017-3024 | Active | CB794358 | WILKINS | 720A | PVB | 1.000 | 71390 | RIGHT FRONT
7234 | SHADY NELMS DR | 43017 | Active | 325015 | APOLLO/CONBRACO | PVB | PVB | 0.750 | 101432 | LEFT FRONT
7254 | SHADY NELMS DR | 43017 | Active | H302058 | FEBCO | 765 | PVB | 0.750 | 87311 | RIGHT SIDE OF HOUSE
2682 | SHADY RIDGE DR | 43231-1658 | Active | VAA3219 | WILKINS | 720A | PVB | 0.750 | 3528841 | LEFT FRONT
2690 | SHADY RIDGE DR | 43231-1658 | Removed | 035072REM | WATTS | LF800M4QT | PVB | 1.000 | 58966 | REAR OF HOUSE
2738 | SHADY RIDGE DR | 43231-1636 | Replaced | REPH15563 | FEBCO | 860 | RP | 0.750 | 87302 | REPLACED- BASEMENT IN CRAWL SPACE
2738 | SHADY RIDGE DR | 43231-1636 | Active | T247444 | WILKINS | 720A | PVB | 1.000 | 3611554 | OUTSIDE
2824 | SHADY RIDGE DR | 43231-1682 | Active | 444303 | WILKINS | 720A | PVB | 0.750 | 94555 | RIGHT FRONT CORNER
2870 | SHADY RIDGE DR | 43231-1682 | Active | 439144 | WILKINS | 720A | PVB | 0.750 | 94556 | RIGHT SIDE OF HOUSE
249 | SHALE RIDGE CT | 43235-4675 | Active | CB366443 | WILKINS | 720A | PVB | 1.000 | 91524 | LEFT SIDE OF HOUSE
650 | SHAMROCK BLVD | 43017-4000 | Active | 436447 | WATTS | 909M1QT | RP | 2.000 | 96550 | MECH/RISER RM-SE SERVICE AREA AT WATER MTR
6500 | SHAMROCK BLVD | 43017-4000 | Active | 1614821107 | AMES | 3000SS | DCDA | 6.000 | 96576 | MECH/RISER RM SE SERVICE AREA
6500 | SHAMROCK BLVD | 43017-4000 | Active | 10863 | WATTS | 007M1QT | DC | 0.750 | 96577 | MECH/RISER RM SE SERVICE AREA
6500 | SHAMROCK BLVD | 43017-4000 | Not required by DOW | ACE1741 | WILKINS | 975XL2 | RP | 2.000 | 96578 | 6500 GERMAIN BLVD NORTHSIDE OF BLDG
6500 | SHAMROCK BLVD | 43017-4000 | Not required by DOW | 10249 | WATTS | 919AQT | RP | 2.000 | 96579 | IN CAR WASH MECH ROOM SOUTH SIDE OF DOOR
6161 | SHAMROCK CT | 43016-1275 | Not Required by DOW | BC2098 | FEBCO | 825YA | RP | 1.500 | 69197 | AT WATER METER NORTH END OF BLDG
6161 | SHAMROCK CT | 43016-1275 | Active | 267804 | WATTS | 909M1QT | RP | 1.500 | 69198 | NE WAREHOUSE AT WATER METER BEHIND FIRE METER
6161 | SHAMROCK CT | 43016-1275 | Active | 17558B | WILKINS | 350ASTDA | DCDA | 8.000 | 3644826 | NE WAREHOUSE IN RISER AREA
6161 | SHAMROCK CT | 43016-1275 | Active | HC33218 | WILKINS | 950XLD | DC | 0.750 | 3646508 | NE WAREHOUSE
6161 | SHAMROCK CT | 43016-1275 | Not Required by DOW | 066279 | WATTS | LF800M4 | PVB | 0.750 | 3648712 | CHILLER STORAGE TANK
6185 | SHAMROCK CT | 43016 | Active | ACA0311 | WILKINS | 975XL2 | RP | 1.250 | 69283 | IN SPRINKLER ROOM ON NORTH SIDE OF BUILDING
6185 | SHAMROCK CT | 43016 | Active | 278412 | WATTS | 909M1QT | RP | 2.000 | 69284 | SW CORNER OF BLDG IN ELEC/SPRINKLER RM - 6175 SHAMROCK
6185 | SHAMROCK CT | 43016 | Active | 218646 | WATTS | 009M2QT | RP | 2.000 | 69285 | SPKR/PHONE ROOM - 6190 SHAMROCK
6185 | SHAMROCK CT | 43016 | Due Install |  |  |  | RP | 8.000 | 3635296 | IN HOT BOX AT PIT
6199 | SHAMROCK CT | 43016-1275 | Active | ABB11513 | WILKINS | 975XL2 | RP | 1.000 | 69336 | WEST WALL WAREHAOUSE AT WATER METER BY ELEC PANEL
6199 | SHAMROCK CT | 43016-1275 | Not Required by DOW | 962877 | WATTS | 800M4QT | PVB | 1.000 | 69337 | OUTSIDE MID W WALL BY DOOR
6200 | SHAMROCK CT | 43016-1210 | Removed | 02424REM | FEBCO | 765 | PVB | 1.500 | 67105 | **REMOVED** NEXT TO METER PIT S DRVWAY (SHAMROCK CT)
6200 | SHAMROCK CT | 43016-1210 | Active | 26088 | WATTS | LF919QT | RP | 1.500 | 3636816 | IN HOT BOX AT ENTRANCE AT WATER METER
6200 | SHAMROCK CT | 43016-1210 | Active | UB-2159 | AMES | COLT 300GV | DCDA | 8.000 | 3636817
6200 | SHAMROCK CT | 43016-1210 | Active | 60306 | AMES | 2000BM3 | DC | 0.750 | 3650755 | IN HOT BOX AT ENTRANCE
5960 | SHANA DR | 43232- | Active | UD-1249 | WATTS | 957 | RP | 6.000 | 3528993 | MECHANICAL ROOM
5960 | SHANA DR | 43232- | Removed | REM80562 | WATTS | 957 | RP | 0.750 | 3646050 | MECHANICAL ROOM
1200 | SHANLEY DR | 43224-2062 | Not Required by DOW | [5 empty] | 3528995
1601 | SHANLEY DR | 43224-1203 | Active | ABH7995 | WILKINS | 975XL2 | RP | 1.000 | 3529070 | AT WATER MTR MID N FURN ROOM -OUTSIDE DR
1601 | SHANLEY DR | 43224-1203 | Not Required by DOW | 34261 | WATTS | LF008PCQT | SVB | 0.500 | 3640742 | in kitchen above sink near chemical system
1609 | SHANLEY DR | 43224-1270 | Due Install |  |  |  | RP | 6.000 | 3529071
1624 | SHANLEY DR | 43224-4812 | Due Install |  |  |  | RP | 6.000 | 3529072
1731 | SHANLEY DR | 43224-1279 | Due Install |  |  |  | RP | 6.000 | 3529073
8094 | SHANNON GLEN BLVD | 43016 | Active | ABA17731 | WILKINS | 975XL | RP | 0.750 | 73295 | ENTRANCE TO SHANNON GLEN - FORD BOX.... UNDER FAKE ROCK
8095 | SHANNON GLEN BLVD | 43016-8557 | Active | A082429 | WILKINS | 720A | PVB | 0.750 | 73296 | Left side of house
8126 | SHANNON GLEN BLVD | 43016-8561 | Active | G215377 | WILKINS | 720A | PVB | 0.750 | 95517 | RIGHT SIDE
8134 | SHANNON GLEN BLVD | 43016-8561 | Active | G045443 | WILKINS | 720A | PVB | 0.750 | 87113 | SOUTH SIDE OF HOUSE
8163 | SHANNON GLEN BLVD | 43016-8565 | Active | G215522 | WILKINS | 720A | PVB | 0.750 | 93366 | LEFT SIDE OF HOUSE
8166 | SHANNON GLEN BLVD | 43016-8562 | Active | G216291 | WILKINS | 720A | PVB | 0.750 | 96174 | RIGHT SIDE
8179 | SHANNON GLEN BLVD | 43016-8565 | Active | CB653247 | WILKINS | 720A | PVB | 0.750 | 73470 | LEFT SIDE OF HOUSE
8187 | SHANNON GLEN BLVD | 43016-8565 | Active | 577170 | WATTS | 800M4QT | PVB | 1.000 | 87005 | Left side of house
8198 | SHANNON GLEN BLVD | 43016 | Active | 181986 | WILKINS | 720A | PVB | 0.750 | 88887 | S.W. CORNER OF HOUSE
5591 | SHANNON HEIGHTS BLVD | 43016-4192 | Active | CB090203 | WILKINS | 720 | PVB | 0.750 | 3529097 | RIGHT CENTER
5757 | SHANNON HEIGHTS BLVD | 43016-4194 | Due Install |  |  |  | RP | 1.500 | 3529112 | FRONT WALL OF BUILDIN IN CLOSET
5757 | SHANNON HEIGHTS BLVD | 43016-4194 | Due Install |  |  |  | DCDA | 4.000 | 3658004 | FRONT WALL OF BUILDIN IN CLOSET
5775 | SHANNON HEIGHTS BLVD | 43016- | Replaced | REP330516 | WILKINS | 720A | PVB | 1.500 | 67928 | REPLACED- SW CORNER AT 5775 SHANNON HEIGHTS BLVD
5775 | SHANNON HEIGHTS BLVD | 43016- | Not Required by DOW | Eaa8727 | WILKINS | 720A | PVB | 1.500 | 3612998 | SW CORNER AT 5775 SHANNON HEIGHTS BLVD BY TELLER WINDOW
5775 | SHANNON HEIGHTS BLVD | 43016- | Active | AMA04678 | WILKINS | 975XL3 | RP | 1.500 | 3638211 | NW MECH/FURN ROOM AT WATER METER NW FRANTZ & SHANNON HEIGHTS
5676 | SHANNON RD | 43110- | Active | QJ0622 | WATTS | 957 | RP | 3.000 | 98192 | METER HOUSE - 5311 DUSKY WING DR
5676 | SHANNON RD | 43110- | Active | 1126700808 | WATTS | 774DCDA | DCDA | 6.000 | 98387 | METER HOUSE - 5311 DUSKY WING RD
5676 | SHANNON RD | 43110- | Active | 11032 | WATTS | 007M1PCQT | DC | 0.750 | 98388 | METER HOUSE - 5311 DUSKY WING DR
5700 | SHANNON RD | 43110 | Active | 3480990 | WILKINS | 975XL | RP | 1.500 | 67659 | FRONT ENTRANCE ON WESTSIDE - 3995 CRACKER COVE LN
5724 | SHANNON RD | 43110 | Active | 3914296 | WILKINS | 975XL2 | RP | 1.000 | 3584922 | NE CORNER OF ENTRANCE
5761 | SHANNON RD | 43110 | Due Install |  |  |  | RP |  | 3594343
5800 | SHANNON RD | 43110-9189 | Active | 1320200204 | AMES | 3000SS | DCDA | 6.000 | 68013 | SE CORNER IN PIT
5800 | SHANNON RD | 43110-9189 | Active | 296148 | WATTS | 007QT | DC | 0.750 | 68014 | SE CORNER OF PROPERTY IN PIT
5800 | SHANNON RD | 43110-9189 | Due Install |  |  |  | RP | 4.000 | 3658453 | SE CORNER OF PROPERTY IN PIT
562 | SHARAR FIELD DR | 43004-9099 | Active | UC802 | CONBRACO | PVB | PVB | 1.000 | 67436 | RIGHT SIDE OF HOUSE
188 | SHARBOT DR | 43229- | Active | ACB8755 | WILKINS | 975XL2 | RP | 2.000 | 3649022 | IN MAINT ROOM AT BACK OF UNIT
4333 | SHARON AVE | 43214-2855 | Active | EE3971 | FEBCO | 765 | PVB | 1.000 | 94558 | FRONT MIDDLE
200 | SHARON SPRINGS DR | 43085- | Active | W113958 | WILKINS | 975XLBMS | RP | 1.000 | 88065 | S SIDE OF BUILDING AT WATER METER
591 | SHARON WOODS BLVD | 43229-2668 | Active | 4775694 | WILKINS | 975XL2 | RP | 0.750 | 3529332 | NE BACK ENTRANCE MECH ROOM AT WATER METER
5918 | SHARON WOODS BLVD | 43229-2668 | Not Required by DOW | [5 empty] | 3624625
5970 | SHARON WOODS BLVD | 43229-2667 | Active | 098285 | WILKINS | 975 | RP | 1.500 | 68434 | 1ST FLOOR MECH/STORAGE ROOM
5970 | SHARON WOODS BLVD | 43229-2667 | Due Install |  |  |  | RP | 2.000 | 3635536 | 1ST FLOOR MECH/STORAGE ROOM
6077 | SHARON WOODS BLVD | 43229-2646 | Not Required by DOW | 1627451 | WILKINS | 975XLBMS | RP | 0.750 | 68933 | PUMP ROOM THRU OFFICE
6077 | SHARON WOODS BLVD | 43229-2646 | Not Required by DOW | 3593559 | WILKINS | 975XLBMS | RP | 0.750 | 68934 | BOILER ROOM
6077 | SHARON WOODS BLVD | 43229-2646 | Active | B303682 | WILKINS | 375 | RP | 2.000 | 3626653 | AT WATER MTR IN BOILER RM
6363 | SHARON WOODS BLVD | 43229-2052 | Active | G086207 | WILKINS | 720A | PVB | 0.750 | 89404 | LEFT SIDE OF HOUSE
6501 | SHARON WOODS BLVD | 43229-1443 | Removed | H012332REM | FEBCO | 765 | PVB | 0.750 | 70136 | LEFT SIDE,REAR
6655 | SHARON WOODS BLVD | 43229-7019 | Removed | 621595REM | WATTS | 909QT | RP | 0.750 | 70437 | MECHANCIAL ROOM 2ND FLOOR (UPSTAIRS) - Northgate Cntr
6655 | SHARON WOODS BLVD | 43229-7019 | Active | 24923 | WATTS | 919QT | RP | 2.000 | 3606226 | WATER METER ROOM- Northgate Ctr.
6660 | SHARON WOODS BLVD | 43229-1446 | Active | 348101 | WATTS | 800M4FR | PVB | 0.750 | 100178 | SOUTHEAST CORNER OF HOUSE
6707 | SHARON WOODS BLVD | 43229- | Due Install |  |  |  | RP | 6.000 | 3529432 | MTR PIT IS NE CORNER BY SUNOCO STATION
5150 | SHARPS CT | 43081-4457 | Active | H570266 | FEBCO | 765 | PVB | 0.750 | 98629 | Right side of the house
5174 | SHARPS CT | 43081-4457 | Active | 28793 | WATTS | 800M4QT | PVB | 0.750 | 94560 | EAST SIDE OF HOUSE
5210 | SHARPS CT | 43081-4457 | Active | H142795 | FEBCO | 765 | PVB | 1.000 | 66420 | FRONT OF HOUSE
5222 | SHARPS CT | 43081-4457 | Active | CB486363 | WILKINS | 720A | PVB | 1.000 | 66447 | LEFT FRONT OF HOUSE
3592 | SHATTUCK AVE | 43220-5043 | Active | HO83702 | FEBCO | 765 | PVB | 1.000 | 3529526 | RIGHT SIDE OF HOUSE
3770 | SHATTUCK AVE | 43220-4179 | Removed | 67278REM | WATTS | 909QT | RP | 1.000 | 61705 | REMOVED-BOILER ROOM - Kenwood E.S.
3770 | SHATTUCK AVE | 43220-4179 | Active | 1879470216 | AMES | 3000SS | DCDA | 6.000 | 3616522 | S/E CORNER OF SCHOOL - RM 126-M Ecole Kenwood
3770 | SHATTUCK AVE | 43220-4179 | Active | 25283 | WATTS | 007M1QT | DC | 0.750 | 3616523 | S/E CORNER OF SCHOOL - RM 126-M Ecole Kenwood
3770 | SHATTUCK AVE | 43220-4179 | Active | L99832 | WILKINS | 375 | RP | 3.000 | 3616820 | S/E CORNER OF SCHOOL - RM 126-M
3770 | SHATTUCK AVE | 43220-4179 | Not Required by DOW | 55270 | WATTS | LF919QT | RP | 1.000 | 3616821 | RM 126 AT BOILER
650 | SHAWAN FALLS DR | 43017-2100 | Active | 320485 | WILKINS | 720A | PVB | 0.750 | 94561 | RIGHT CENTER BY A/C
650 | SHAWAN FALLS DR | 43017-2100 | Active | 171817 | AMES | 3000SS | DCDA | 4.000 | 99204 | SILVER HOT BOX FRONT CENTER AT BLDG
650 | SHAWAN FALLS DR | 43017-2100 | Active | 64264 | AMES | 2000B | DC | 0.750 | 99205 | SILVER HOTBOX FRONT CENTER AT BLDG
650 | SHAWAN FALLS DR | 43017-2100 | Active | 123642 | AMES | 4000SS | RP | 4.000 | 99206 | 2ND FLOOR CLOSET THERAPY/ROOM BY LAB
650 | SHAWAN FALLS DR | 43017-2100 | Due Install |  |  |  | RP | 2.000 | 3636125 | FURNACE/MECH ROOM BY N ENTRANCE AT WATER METER
715 | SHAWAN FALLS DR | 43017-6700 | Active | 184478 | WATTS | 009M3QT | RP | 0.750 | 71504 | IN BOILER MECH ROOM
715 | SHAWAN FALLS DR | 43017-6700 | Active | 226991 | WATTS | 009M2QT | RP | 2.000 | 71505 | IN MECH BOILER ROOM
487 | SHEFFIELD WAY | 43123 | Active | CB489350 | WILKINS | 720A | PVB | 0.750 | 3622769
4882 | SHEFFIELD WAY | 43123 | Active | CB993334 | WILKINS | 720 | PVB | 0.750 | 3639444 | LEFT SIDE OF HOUSE
4885 | SHEFFIELD WAY | 43123 | Active | CB489410 | WILKINS | 720 | PVB | 0.750 | 3644777 | RIGHT SIDE OF HOUSE
4905 | SHEFFIELD WAY | 43123 | Active | EAF9304 | WILKINS | 720A | PVB | 0.750 | 3639601 | RIGHT FRONT
4914 | SHEFFIELD WAY | 43123-1388 | Active | T461573 | WILKINS | 720A | PVB | 0.750 | 3623210 | RIGHT FRONT
4924 | SHEFFIELD WAY | 43123 | Active | T458315 | WILKINS | 720A | PVB | 0.750 | 3641256 | right front
4925 | SHEFFIELD WAY | 43123 | Active | T385893 | WILKINS | 720A | PVB | 0.750 | 3646626 | RIGHT SIDE
4935 | SHEFFIELD WAY | 43123 | Active | EAG0529 | WILKINS | 720A | PVB | 0.750 | 3638911 | LEFT FRONT
4945 | SHEFFIELD WAY | 43123 | Active | EAF7564 | WILKINS | 720A | PVB | 0.750 | 3641278 | RIGHT FRONT
4955 | SHEFFIELD WAY | 43123 | Active | EAF7347 | WILKINS | 720A | PVB | 0.750 | 3638912 | RIGHT FRONT
7937 | SHEFFORD PL | 43016-9246 | Active | CB084282 | WILKINS | 720A | PVB | 0.750 | 3529710 | LEFT SIDE OF HOUSE
4220 | SHELBOURNE LN | 43220-4242 | Active | 767642 | WATTS | 800M4FR | PVB | 1.000 | 94562 | NE CORNER OF HOUSE BY REMOTES
4310 | SHELBOURNE LN | 43220-4244 | Active | A047810 | WILKINS | 720A | PVB | 1.000 | 88184 | Right of front door by garage
4324 | SHELBOURNE LN | 43220-4244 | Active | 001974 | Watts | 800M4 | PVB | 1.000 | 94563
4341 | SHELBOURNE LN | 43220-4243 | Removed | 681745REM | WATTS | 800M-4 | PVB | 1.000 | 63737 | LEFT SIDE OF HOUSE
749 | SHELDON AVE | 43207 | Active | 166982 | WATTS | LF009M2QT | RP | 1.000 | 88798 | BATHROOM N WALL 1525 GILBERT ON BUILDING
137 | SHERBROOKE PL | 43209-3111 | Active | 140999 | WATTS | 800M4QT | PVB | 1.000 | 94564 | RIGHT SIDE FRONT
1380 | SHERBROOKE PL | 43209-3110 | Active | 02426 | FEBCO | 765 | PVB | 0.750 | 3530173 | RIGHT OF FRONT DOOR
1389 | SHERBROOKE PL | 43209-3111 | Active | 22226 | WATTS | 800M4QT | PVB | 0.750 | 94565 | RIGHT SIDE MIDDLE
1406 | SHERBROOKE PL | 43209-3110 | Active | B142469 | WATTS | 800M4QT | PVB | 1.000 | 94566 | AT RIGHT SIDE OF HOUSE
1462 | SHERBROOKE PL | 43209-3113 | Active | EAL1688 | WILKINS | 720 | PVB | 0.750 | 3530186 | LEFT SIDE
2090 | SHERINGHAM RD | 43220-4358 | Active | 181355 | WILKINS | 420 | PVB | 1.000 | 95170 | LEFT OF FRONT DOOR
2100 | SHERINGHAM RD | 43220-4358 | Active | T491826 | WILKINS | 720A | PVB | 1.000 | 94567 | FRONT LEFT OF OOOR
2110 | SHERINGHAM RD | 43220-4358 | Active | 655787 | WATTS | 800M4QT | PVB | 1.000 | 94648 | FRONT
2121 | SHERINGHAM RD | 43220-4359 | Active | DL8450 | FEBCO | 765 | PVB | 1.000 | 57375 | OUTSIDE
2124 | SHERINGHAM RD | 43220-4360 | Active | 486785 | RAINBIRD | 100 | PVB | 0.750 | 57381 | FRONT CENTER OF HOUSE BEHIND BUSHES
2131 | SHERINGHAM RD | 43220-4359 | Active | G104761 | WILKINS | 720A | PVB | 1.000 | 94568 | front of house right of window
2138 | SHERINGHAM RD | 43220-4360 | Active | 040687 | WATTS | 800M4FR | PVB | 1.000 | 57413 | FRONT OF HOUSE
2150 | SHERINGHAM RD | 43220-4360 | Active | H184903 | FEBCO | 765 | PVB | 1.000 | 101120 | SIDE OF BUILDING
2151 | SHERINGHAM RD | 43220-4359 | Replaced | REP124660 | WILKINS | 720 | PVB | 1.000 | 57460 | REPLACED- FRONT
2151 | SHERINGHAM RD | 43220-4359 | Active | T060821 | WILKINS | 720 | PVB | 1.000 | 3609567 | FRONT
2173 | SHERINGHAM RD | 43220-4359 | Active | CB428785 | WILKINS | 720AU | PVB | 0.750 | 94569 | LEFT SIDE
2185 | SHERINGHAM RD | 43220-4361 | Active | T230349 | WILKINS | 720A | PVB | 0.750 | 57540 | LEFT HAND SIDE OF HOUSE
2211 | SHERINGHAM RD | 43220-4361 | Active | 185317 | WILKINS | 720A | PVB | 0.750 | 3530197 | LEFT SIDE OF HOUSE
2212 | SHERINGHAM RD | 43220-4362 | Active | HD62910 | FEBCO | 765 | PVB | 1.000 | 101167 | FRONT OF HOUSE
2225 | SHERINGHAM RD | 43220-4361 | Active | CB179934 | WILKINS | 720A | PVB | 1.000 | 57664 | LEFT SIDE OF HOUSE
2226 | SHERINGHAM RD | 43220-4362 | Active | CB161943 | WILKINS | 720A | PVB | 1.000 | 57674 | FRONT SOUTH EAST CORNER OF HOUSE
2235 | SHERINGHAM RD | 43220-4361 | Active | HG54337 | WILKINS | 765 | PVB | 0.750 | 92006 | right side by a/c
2295 | SHERINGHAM RD | 43220-4363 | Active | 585589 | WILKINS | 720A | PVB | 1.000 | 57873 | FRONT OF BUILDING - RIGHT SIDE OF ENTRY
2390 | SHERINGHAM RD | 43220-4368 | Active | T475373 | WILKINS | 720A | PVB | 0.750 | 3530205 | LEFT SIDE BY AC
2411 | SHERINGHAM RD | 43220-4367 | Active | 4122211 | WILKINS | 975XL | RP | 0.750 | 3530207 | REAR OF HOUSE
2435 | SHERINGHAM RD | 43220-4367 | Active | 01637 | WATTS | 800M4QT | PVB | 1.000 | 96080 | LEFT REAR CORNER OF HOUSE NEAR GARAGE
2610 | SHERWIN DR | 43221 | Active | T361886 | WILKINS | 720A | PVB | 0.750 | 3640982 | LEFT CENTER
2455 | SHERWIN RD | 43221-3621 | Replaced | REP150085 | WILKINS | 720A | PVB | 0.750 | 94572 | REPLACED- LEFT SIDE BEHIND FENCE
2455 | SHERWIN RD | 43221-3621 | Active | 377787 | WILKINS | 420 | PVB | 0.750 | 3611310 | LEFT SIDE BEHIND FENCE
2475 | SHERWIN RD | 43221-3621 | Active | CB412883 | WILKINS | 720A | PVB | 1.000 | 87138 | FRONT LEFT OF DOOR
2485 | SHERWIN RD | 43221-3621 | Active | CB631371 | Wilkins | 720 | PVB | 0.750 | 3530274 | Left side of house
2495 | SHERWIN RD | 43221-3621 | Active | CB006345 | WILKINS | 720A | PVB | 1.000 | 58452 | OUTSIDE LEFT SIDE OF HOUSE TOWARDS FRONT
2505 | SHERWIN RD | 43221-3623 | Active | 2310 | FEBCO | 765 | PVB | 1.000 | 58509 | FRONT OF HOUSE LEFT OF ENTRY
2515 | SHERWIN RD | 43221-3623 | Active | T081690 | WILKINS | 720A | PVB | 0.750 | 101621 | FRONT LEFT OF DOOR
2516 | SHERWIN RD | 43221-3624 | Active | T304560 | WILKINS | 720A | PVB | 0.750 | 58526 | FRONT OF HOUSE EAST OF DOOR
2530 | SHERWIN RD | 43221-3624 | Active | 82768 | WATTS | 800QT | PVB | 1.000 | 92829 | RIGHT SIDE OF HOUSE
2531 | SHERWIN RD | 43221-3623 | Active | T315303 | WILKINS | 720A | PVB | 0.750 | 3530275 | LEFT FRONT
2544 | SHERWIN RD | 43221-3624 | Active | CB073827 | WILKINS | 720A | PVB | 0.750 | 3530276 | LEFT SIDE - CENTER
2546 | SHERWIN RD | 43221-3624 | Active | AJ1061 | FEBCO | 765 | PVB | 0.750 | 94576 | LEFT SIDE OF HOUSE
2575 | SHERWIN RD | 43221-3623 | Active | T295526 | WILKINS | 720A | PVB | 0.750 | 3530280 | LEFT OF FRONT DOOR
2580 | SHERWIN RD | 43221-3624 | Active | H338582 | FEBCO | 765 | PVB | 0.750 | 92415 | FRONT RIGHT
2601 | SHERWIN RD | 43221-3625 | Active | CAA25786 | WILKINS | 720A | PVB | 1.000 | 96511 | LEFT SIDE OF HOUSE
2630 | SHERWIN RD | 43221-3626 | Active | T345620 | WILKINS | 720A | PVB | 0.750 | 94580 | RIGHT FRONT
2438 | SHERWOOD VILLA ST | 43221-2647 | Active | 242770 | FEBCO | 825Y | RP | 1.500 | 58274 | ABOVE GROVUND BY PIT IN FRONT OF BUILD AGLER ROAD
983 | SHETLAND CT | 43085-2948 | Active | t427561 | WILKINS | 720A | PVB | 1.000 | 74911 | FRONT OF HOUSE LEFT OF FRONT DOOR
700 | SHETLAND ST | 43085-2946 | Active | G262926 | WILKINS | 720A | PVB | 1.000 | 71247 | DECK
7057 | SHETLAND ST | 43235-5145 | Active | 49449 | WATTS | 800QT | PVB | 0.750 | 71343 | LEFT SIDE OF HOUSE
7066 | SHETLAND ST | 43235-5143 | Active | 229669 | WATTS | 800QT | PVB | 0.750 | 71357 | LEFT SIDE OF HOUSE
7074 | SHETLAND ST | 43235-5143 | Active | H527156 | FEBCO | 765 | PVB | 0.750 | 95593 | LEFT SIDE OF HOUSE
7086 | SHETLAND ST | 43235-5143 | Active | 954747 | WILKINS | 720A | PVB | 0.750 | 71392 | FRONT OF HOUSE
7094 | SHETLAND ST | 43235-5143 | Active | H066340 | FEBCO | 765 | PVB | 0.750 | 71404 | RIGHT SIDE OF HOUSE
7102 | SHETLAND ST | 43235-2160 | Active | 49473 | WATTS | 009QT | RP | 1.000 | 71416 | NEXT TO WATER METER IN BASEMENT
7110 | SHETLAND ST | 43235-2160 | Not Required by DOW | H549407 | FEBCO | 765 | PVB | 1.000 | 3530366 | FRONT BTWN FRONT DOOR AT GAS METER
7110 | SHETLAND ST | 43235-2160 | Active | 229067 | WATTS | 009M2QT | RP | 1.000 | 3650241 | SW BSMNT AT WATER METER
7115 | SHETLAND ST | 43235-5111 | Active | H138017 | FEBCO | 765 | PVB | 1.000 | 71448 | LEFT SIDE BY ORNAMENTAL GRASS
7116 | SHETLAND ST | 43235-2160 | Replaced | REP41153 | RAINBIRD | AC4000 | DC | 0.750 | 94581 | REPLACED- IN BASEMENT BY WATER METER
7116 | SHETLAND ST | 43235-2160 | Active | 50540 | WATTS | 919AQT | RP | 1.000 | 3609759 | IN BASEMENT BY WATER METER
7143 | SHETLAND ST | 43235-5111 | Active | T417695 | WILKINS | 720A | PVB | 1.000 | 71496 | LEFT SIDE OF HOUSE
7150 | SHETLAND ST | 43235-2160 | Active | H339653 | FEBCO | 765 | PVB | 0.750 | 89062 | RIGHT SIDE REAR NORTH EAST
7158 | SHETLAND ST | 43235-2160 | Active | T303385 | WILKINS | 720A | PVB | 0.750 | 89133 | FRONT FRONT CENTER
5625 | SHIER RINGS RD | 43016 | Active | 24854 | WATTS | LF919QT | RP | 1.500 | 3638966 | NE MECH/RISER ROOM AT WATER METER
5625 | SHIER RINGS RD | 43016 | Active | 1960100219 | AMES | 3000SS | DCDA | 4.000 | 3638973 | NE MECH/RISER ROOM
5625 | SHIER RINGS RD | 43016 | Active | 81548 | AMES | 2000B | DC | 0.750 | 3638974 | NE MECH/RISER ROOM
5700 | SHIER RINGS RD | 43016-1234 | Active | 164700 | AMES | 3000SS | DCDA | 4.000 | 95460 | SOUTH SIDE OF BLDG BY OFFICE
5700 | SHIER RINGS RD | 43016-1234 | Active | 60221 | AMES | 2000B | DC | 0.750 | 95465 | SOUTH SIDE OF BLDG BY OFFICE
5700 | SHIER RINGS RD | 43016-1234 | Active | 27754 | WATTS | LF919QT | RP | 1.500 | 3651602 | S WALL CENTER IN GARAGE AT WATER METER
5721 | SHIER RINGS RD | 43016-1233 | Removed | 145328REM | WATTS | 909 | RP | 3.000 | 67717 | REMOVED-PUMP HOUSE WEST OF MAIN BLDG
5721 | SHIER RINGS RD | 43016-1233 | Active | 279316 | WATTS | 909M1QT | RP | 2.000 | 67718 | BASEMENT -- MECHANICAL ROOM
5721 | SHIER RINGS RD | 43016-1233 | Removed | 2494534REM | RAINBIRD | AC4000 | DC | 0.750 | 88191 | REMOVED-PRESSURE WASHER
5721 | SHIER RINGS RD | 43016-1233 | Active | A369898 | WILKINS | 350XL | DC | 0.750 | 3607342 | PRESSURE WASHER
5721 | SHIER RINGS RD | 43016-1233 | Active | 000934 | WATTS | 909 | RP | 3.000 | 3607343 | PUMP HOUSE WEST OF MAIN BLDG
5750 | SHIER RINGS RD | 43016-1234 | Due Install |  |  |  | RP | 1.500 | 3530381 | S/E CORNER OF BUILDING
5750 | SHIER RINGS RD | 43016-1234 | Due Install |  |  |  | DCDA | 8.000 | 3658251 | MTR PIT
5750 | SHIER RINGS RD | 43016-1234 | Due Install |  |  |  | DC | 0.750 | 3658926 | MTR PIT
5761 | SHIER RINGS RD | 43016-1233 | Active | 1386431004 | AMES | 3000SS | DCDA | 6.000 | 75077 | HOT BOX NW PROPERTY
5761 | SHIER RINGS RD | 43016-1233 | Active | 044359 | WATTS | LF007M3QT | DC | 0.750 | 75078 | HOT BOX NW PROPERTY
5761 | SHIER RINGS RD | 43016-1233 | Active | 01351 | AMES | 4000B | RP | 1.500 | 86974 | BESIDE AIR COMPRESSOR
5761 | SHIER RINGS RD | 43016-1233 | Active | 214108 | WATTS | LF009M2QT | RP | 2.000 | 3651639 | NE OF MAIN PLANT BY 1500 PRESS AT WATER METER
5800 | SHIER RINGS RD | 43016-1236 | Active | 38925 | WATTS | 919QT | RP | 2.000 | 68016 | MID TELEPHONE EQUIPMENT RM W/HOT WTR TANK
5800 | SHIER RINGS RD | 43016-1236 | Due Install |  |  |  | RP | 1.000 | 3629665
5820 | SHIER RINGS RD | 43016-1236 | Active | 266828 | WILKINS | 975 | RP | 1.500 | 68081 | SE CORNER OF GARAGE AREA AT WATER RISER
5995 | SHIER RINGS RD | 43016-1295 | Active | 195186 | WILKINS | 975 | RP | 1.000 | 68497 | N UNIT/NE AT WATER METER & SINK
5995 | SHIER RINGS RD | 43016-1295 | Not Required by DOW | 625284 | WATTS | 909QT | RP | 0.750 | 95887 | S UNIT /SUPPY CLOSET/ AT FL UNDER SHELF **MAYBE REMOVED? 3/5/21**
6250 | SHIER RINGS RD | 43016-1270 | Removed | 2KN0342REM | AMES | 2000SS | DC | 8.000 | 69482 | ***REMOVED*** IN PUMP HSE BLDG BY POND -- REMOVED AT DCDA INSTALLATION
6250 | SHIER RINGS RD | 43016-1270 | Active | B304006 | WILKINS | 375 | RP | 1.500 | 3646937 | PUMP HOUSE/BUILDING BY POND AT WATER METER
6250 | SHIER RINGS RD | 43016-1270 | Not Required by DOW | 028365 | WATTS | 800M4 | RP | 1.000 | 3648576 | OUTSIDE WEST SIDE OF BUILDING
6250 | SHIER RINGS RD | 43016-1270 | Active | YA-1629 | AMES | LFCOLT 300GV | DCDA | 8.000 | 3649613 | IN PUMP HSE BLDG BY POND
6250 | SHIER RINGS RD | 43016-1270 | Active | 08726 | WATTS | LF007M3IOQT | DC | 0.750 | 3649614 | IN PUMP HSE BLDG BY POND
6250 | SHIER RINGS RD | 43016-1270 | LPS - Active |  |  |  | LST |  | 3649656 | FIRE PUMP IN PUMP HSE BY POND
6255 | SHIER RINGS RD | 43016-1294 | Active | 11340 | WATTS | 919QT | RP | 2.000 | 96963 | NE MECH/RISER RM AT WATER METER
6255 | SHIER RINGS RD | 43016-1294 | Not Required by DOW | 09932 | WATTS | 919QT | RP | 1.500 | 96964 | WEST TRUCK BAY E WALL 10' HIGH
6255 | SHIER RINGS RD | 43016-1294 | Active | 166972 | AMES | 3000SS | DCDA | 4.000 | 98241 | NE MECH/RISER RM
6255 | SHIER RINGS RD | 43016-1294 | Active | 61077 | AMES | 2000B | DC | 0.750 | 98242 | NE MECH/RISER RM
6279 | SHIER RINGS RD | 43016-1294 | Active | 103994 | WATTS | 009M2QT | RP | 1.000 | 69552 | UTILITY ROOM
6351 | SHIER RINGS RD | 43016-8810 | Active | 16439 | WATTS | 919QT | RP | 1.500 | 3530383 | TRUCK BAY ALONG S WALL -FAC
6351 | SHIER RINGS RD | 43016-8810 | Active | 243725395 | WILKINS | 975XL | RP | 2.000 | 3621413 | MECHANICAL ROOM -FAC
6365 | SHIER RINGS RD | 43016-6265 | Active | 431110 | WILKINS | 975XL | RP | 1.000 | 69798 | AT WATER METER THRU SUITE A MECH/LAUNDRY/KITCHENETTE ROOM
6365 | SHIER RINGS RD | 43016-6265 | Not Required by DOW | 435301 | WATTS | 909QT | RP | 1.000 | 69799 | MECH AREA OF WAREHOUSE THRU SUITE A
6371 | SHIER RINGS RD | 43016-9498 | Not Required by DOW | 585855 | WILKINS | 975A | RP | 1.500 | 69815 | MECHANICAL ROOM
6371 | SHIER RINGS RD | 43016-9498 | Active | 1427961105 | AMES | 3000SS | DCDA | 8.000 | 86972 | METER PIT WEST SIDE OF ROAD
6371 | SHIER RINGS RD | 43016-9498 | Active | 47442 | AMES | 2000B | DC | 0.750 | 86973 | METER PIT WEST SIDE OF ROAD
6371 | SHIER RINGS RD | 43016-9498 | Not Required by DOW | 2257667 | WILKINS | 975XL | RP | 1.500 | 88803 | BUS SPRAY WASH
6371 | SHIER RINGS RD | 43016-9498 | Active | 22H036 | BEECO | FRP | RP | 1.500 | 3658250 | WAREHOUSE OFFICE
6399 | SHIER RINGS RD | 43016-3213 | Active | 280353 | WILKINS | 350ASTDA | DCDA | 6.000 | 103597 | NW CORNER OF THE SW WAREHSE
6399 | SHIER RINGS RD | 43016-3213 | Active | HC59521 | WILKINS | 950XLD | DC | 0.750 | 103598 | NW CORNER OF THE SW WAREHSE
6399 | SHIER RINGS RD | 43016-3213 | Active | ACQ6403 | WILKINS | 975XL2 | RP | 1.500 | 3351206 | NW CORNER OF THE SW WAREHSE AT WATER NETER
6399 | SHIER RINGS RD | 43016-3213 | Not Required by DOW | CB090265 | WILKINS | 720A | PVB | 0.750 | 3622850 | LEFT FRONT OF BUILDING
6430 | SHIER RINGS RD | 43016-8715 | Active | 767365 | WILKINS | 975XL | RP | 1.500 | 69922 | CLOSET SW CORNER OF OFFICE AT WATER METER
6490 | SHIER RINGS RD | 43016-6907 | Active | 1145759 | WILKINS | 975XLBMS | RP | 0.750 | 70034 | SE CORNER @ WATER METER
6510 | SHIER RINGS RD | 43016 | Active | W074898 | WILKINS | 975XLBMS | RP | 1.000 | 70147 | IN 6510 BACK/NORTH BLDG AT SE WATER RISER
6555 | SHIER RINGS RD | 43016 | Active | 184578 | AMES | 2000SS | DCDA | 6.000 | 70242 | PIT NE PROPERTY W OF DRIVEWAY FAC
6555 | SHIER RINGS RD | 43016 | Active | 50033 | WATTS | 007mi | DC | 0.750 | 70243 | PIT NE PROPERTY W OF DRIVEWAY FAC
6555 | SHIER RINGS RD | 43016 | Replaced | REP8455 | WILKINS | 975 | RP | 2.000 | 70244 | *****REPLACED BY QG-1280*****NW CORNER STORAGE WAREHOUSE FAC
6555 | SHIER RINGS RD | 43016 | Active | QG-1280 | WATTS | 957 | RP | 3.000 | 3620040 | NW IN WAREHOUSE AT WATER METER FAC
6665 | SHIER RINGS RD | 43016 | Active | 83745 | WATTS | 919 | RP | 0.750 | 3640874 | BASEMENT OF HOUSE AT WATER METER
2432 | SHILLINGHAM CT | 43065-9595 | Active | 4014474 | WILKINS | 975XL2 | RP | 0.750 | 3530388 | BASEMENT BEDROOM CLOSET AT SUMP PUMP
4150 | SHIRE COVE RD | 43026-2473 | Removed | 736575REM | WILKINS | 975 | RP | 0.750 | 63092 | IN BASEMENT NORTH SIDE MECH ROOM
4150 | SHIRE COVE RD | 43026-2473 | Removed | 736575REM | WILKINS | 975 | RP | 0.750 | 3655744 | IN BASEMENT NORTH SIDE MECH ROOM
4150 | SHIRE COVE RD | 43026-2473 | Active | ABA20832 | WILKINS | 975XL | RP | 0.750 | 3655746 | BASEMENT @ WATER METER
4165 | SHIRE COVE RD | 43026-2476 | Active | 378498 | WILKINS | 975 | RP | 0.750 | 103171 | ABOVE WATER METER IN BASEMENT
4165 | SHIRE COVE RD | 43026-2476 | Active | T304652 | WILKINS | 975XL | PVB | 0.750 | 3604325 | BACK CENTER
4166 | SHIRE COVE RD | 43026-2473 | Active | 18955 | FEBCO | 825YA | RP | 0.750 | 63130 | BSMNT CRAWL SPACE
4166 | SHIRE COVE RD | 43026-2473 | Not Required by DOW | 01657 | WATTS | 800M4QT | PVB | 1.000 | 96078 | LEFT SIDE OF HOUSE
4182 | SHIRE COVE RD | 43026-2473 | Active | 584669 | WILKINS | 975 | RP | 0.750 | 63183 | UTILITY LAUNDRY ROOM AT METER
4198 | SHIRE COVE RD | 43026-2473 | Active | 4526847 | WILKINS | 975XL2 | RP | 0.750 | 63209 | SW CORNER OF BASEMENT IN CLOSET NEXT TO WATER METER
4198 | SHIRE COVE RD | 43026-2473 | Active | H129171 | FEBCO | 765 | PVB | 0.750 | 95178 | OUTSIDE SOUTH WEST CORNER
4214 | SHIRE COVE RD | 43026-2474 | Active | 115146 | WILKINS | 720A | PVB | 0.750 | 63311 | REAR OF HOUSE N.E.BEHIND AIR COND.UNITS
4214 | SHIRE COVE RD | 43026-2474 | Active | 683305 | WILKINS | 975 | RP | 0.750 | 99407 | IN BASEMENT AT WATER METER
4215 | SHIRE COVE RD | 43026-2477 | Active | 49637 | WATTS | 919QT | RP | 0.750 | 103980 | IN BASEMENT NW CORNER AT METER
4220 | SHIRE COVE RD | 43026-2474 | Not Required by DOW | 431860 | WILKINS | 975 | RP | 0.750 | 63327 | AT WATER METER IN BASEMENT
4220 | SHIRE COVE RD | 43026-2474 | Active | DJ6677 | FEBCO | 765 | PVB | 0.750 | 88231 | LEFT CENTER
4236 | SHIRE COVE RD | 43026-2474 | Active | 56773 | WATTS | 919AQT | RP | 0.750 | 3611244 | BASEMENT WEST WALL AT METER
4268 | SHIRE COVE RD | 43026-2474 | Active | H493270 | FEBCO | 765 | PVB | 0.750 | 92618 | RIGHT FRONT OF HOUSE
4300 | SHIRE COVE RD | 43026-2475 | Active | 48878 | WATTS | 919AQT | RP | 0.750 | 103863 | IN BASEMENT AT METER
4301 | SHIRE COVE RD | 43026-2478 | Active | 39108 | WATTS | 919ZQT | RP | 0.750 | 63642 | BASEMENT AT WATER METER
4317 | SHIRE COVE RD | 43026-2478 | Active | 126365 | WATTS | 009QT | RP | 0.750 | 63664 | IN BASEMENT AT WATER METER
4317 | SHIRE COVE RD | 43026-2478 | Not Required by DOW | T339040 | WILKINS | 720A | PVB | 0.750 | 3641181 | LEFT REAR
4332 | SHIRE COVE RD | 43026-2475 | Active | 177096 | WATTS | 009M3QT | RP | 0.750 | 63705 | BASEMENT BY WATER METER
4333 | SHIRE COVE RD | 43026-2478 | Active | 442922 | WATTS | 909QT | RP | 1.000 | 63711 | IN BASEMENT AT WATER METER
4347 | SHIRE COVE RD | 43026-2478 | Active | 3569122 | Wilkins | 975XL | RP | 0.750 | 63762 | IN BASEMENT AT WATER METER
4348 | SHIRE COVE RD | 43026-2475 | Replaced | REP185294 | WILKINS | 720A | PVB | 0.750 | 93387 | REPLACED- LEFT REAR OF HOUSE
4348 | SHIRE COVE RD | 43026-2475 | Active | T188412 | WILKINS | 720A | PVB | 0.750 | 3609357 | LEFT REAR OF HOUSE
4360 | SHIRE CREEK CT | 43026-2764 | Active | 612537 | WATTS | 800QT | PVB | 1.000 | 63807 | OUT BACK BESIDE GARAGE DOOR & GAS METER
4361 | SHIRE CREEK CT | 43026-2764 | Active | H241556 | FEBCO | 765 | PVB | 0.750 | 63811 | RIGHT SIDE OF HOUSE
4366 | SHIRE CREEK CT | 43026-2764 | Active | 414891 | WILKINS | 420XL | PVB | 1.000 | 95335 | LEFT CENTER
4369 | SHIRE CREEK CT | 43026-2764 | Active | 21366 | WATTS | 800QT | PVB | 1.000 | 63827 | FRONT HOUSE LEFT SIDE
4372 | SHIRE CREEK CT | 43026-2764 | Active | 61472 | RAINBIRD | AC4000 | PVB | 0.750 | 87148 | EAST SIDE
4373 | SHIRE CREEK CT | 43026-2764 | Active | CB317321 | WILKINS | 720A | PVB | 0.750 | 3530445 | RIGHT SIDE
4219 | SHIRE LANDING RD | 43026-2483 | Active | ZJ546 | CONBRACO | 4050502 | PVB | 1.000 | 99632 | LEFT OF HOUSE
4282 | SHIRE LANDING RD | 43026-2481 | Active | 129490 | WATTS | LF009M3QT | RP | 0.750 | 3621176 | BSMNT FRONT -AT WATER METER
4331 | SHIRE LANDING RD | 43026-2484 | Active | ABF2968 | WILKINS | 975XL2 | RP | 1.000 | 3649682 | BSMNT SE AT WATER METER
4342 | SHIRE LANDING RD | 43026-2482 | Removed | 31706REM | WATTS | 919AQTREM | RP | 0.750 | 100222 | AT THE WATER METER IN THE BASEMENT
4353 | SHIRE LANDING RD | 43026-2484 | Active | 4552231 | WILKINS | 975XL2 | RP | 0.750 | 63792 | BASEMENT BY METER
4428 | SHIRE MILL RD | 43026-2733 | Active | A16384 | WATTS | 009M3QT | RP | 0.750 | 90637 | BASEMENT
4459 | SHIRE MILL RD | 43026-2734 | Active | A199130 | WILKINS | 375XL | RP | 0.750 | 64078 | BASEMENT AT WATER METER
4460 | SHIRE MILL RD | 43026-2733 | Active | 537551 | WILKINS | 975 | RP | 0.750 | 64084 | BASEMENT @ WATER METER
4475 | SHIRE MILL RD | 43026-2734 | Replaced | REP114955 | WATTS | 009QT | RP | 0.750 | 64129 | REPLACED- IN BASEMENT AT WATER METER
4475 | SHIRE MILL RD | 43026-2734 | Active | 81341 | WATTS | LF009M3QT | RP | 0.750 | 3611548 | IN BASEMENT AT WATER METER
4724 | SHIRE RIDGE E RD | 43026- | Active | caa64621 | WILKINS | 720A | PVB | 0.750 | 94582 | RIGHT OF FRONT DOOR UNDER FAKE ROCK
4729 | SHIRE RIDGE E RD | 43026- | Active | 91407 | WATTS | LF909QT | RP | 0.750 | 3649053 | BSMNT IN MECH/UNFINISHED AREA OF BSMNT 8' HIGH
4740 | SHIRE RIDGE E RD | 43026- | Active | ABG2101 | WILKINS | 975XL | RP | 0.750 | 64927 | BASEMENT
4757 | SHIRE RIDGE E RD | 43026- | Active | A351266 | wilkins | wilkins | RP | 0.375 | 64966 | IN BASEMENT AT WATER METER
4772 | SHIRE RIDGE E RD | 43026- | Active | 48679 | WATTS | 919QT | RP | 0.750 | 104056 | BY WATER METER
4772 | SHIRE RIDGE E RD | 43026- | Not Required by DOW | HE48824 | FEBCO | 765 | PVB | 1.000 | 3656167 | OUTSIDE FRONT CENTER
4773 | SHIRE RIDGE E RD | 43026- | Active | T154948 | WILKINS | 720A | PVB | 1.000 | 100100 | RIGHT FRONT NE GARAGE SIDE
4788 | SHIRE RIDGE E RD | 43026- | Active | 4480231 | WILKINS | 975XL2 | RP | 0.750 | 3624627 | AT WATER METER SETTING
4788 | SHIRE RIDGE E RD | 43026- | Not Required by DOW | 5005137 | WILKINS | 975XL2 | RP | 1.000 | 3659333 | BY AC UNIT
4804 | SHIRE RIDGE E RD | 43026-2767 | Active | 146623 | WATTS | 009QT | RP | 0.750 | 65113 | IN BASEMENT AT WATER METER
4820 | SHIRE RIDGE E RD | 43026-2767 | Active | 74387 | WATTS | 919QT | RP | 0.750 | 65152 | IN BASEMNET AT WATER METER
4739 | SHIRE RIDGE W RD | 43026- | Active | 424065 | WATTS | 909QT | RP | 0.750 | 64922 | BASEMENT AT WATER METER
2060 | SHIRLENE DR | 43123 | Active | 010305 | WATTS | LF909 | RP | 3.000 | 3646830 | HOTBOX
2060 | SHIRLENE DR | 43123 | Active | UG-1009 | AMES | 300GV | DCDA | 8.000 | 3646831 | HOTBOX - FIRE SYSTEM
2060 | SHIRLENE DR | 43123 | Active | 61977 | ames | 2000BM3 | DC | 0.750 | 3646832 | HOTBOX - FIRE SYSTEM BYPASS
3601 | SHIRLEY CT | 43054-8425 | Active | HH56838 | FEBCO | 765 | PVB | 1.000 | 61259 | LEFT SIDE OF HOUSE
3605 | SHIRLEY CT | 43054-8425 | Active | T181372 | WILKINS | 720A | PVB | 0.750 | 100941 | LEFT SIDE OF HOUSE
3615 | SHIRLEY CT | 43054 | Active | CB001044 | WILKINS | 720A | PVB | 0.750 | 102655 | LEFT FRONT
3640 | SHIRLEY CT | 43054-8425 | Active | 5776 | FEBCO | 765 | PVB | 0.750 | 61347 | FRONT OF HOUSE
640 | SHOEMAKER AVE | 43201- | Active | B319548 | WILKINS | 375XL | RP | 1.500 | 3530567
640 | SHOEMAKER AVE | 43201- | Active | 17112 | WILKINS | 350AST | DCDA | 6.000 | 3639294 | WEST WALL FIRE SERVICE 600 SHOEMAKER AVE UNIT 6
640 | SHOEMAKER AVE | 43201- | Active | HC32238 | WILKINS | 950XLD | DC | 0.750 | 3646685 | WEST WALL FIRE BYPASS 600 SHOEMAKER AVE UNIT 6
113 | SHOEMAKER AVE | 43201- | Due Install |  |  |  | RP | 0.750 | 3530574
6054 | SHOOK RD | 43137 | Active | 26715 | WATTS | LF919QT | RP | 2.000 | 3613820 | WATER RISER ROOM
6054 | SHOOK RD | 43137 | Active | 27085 | WATTS | LF919QT | RP | 2.000 | 3615003 | WATER RISER ROOM
6054 | SHOOK RD | 43137 | Active | 1875381015 | AMES | 3000SS | DCDA | 8.000 | 3615008 | FIRE PUMP ROOM NORTH WALL
6054 | SHOOK RD | 43137 | Active | 75424 | AMES | 2000B | DC | 0.750 | 3615009 | FIRE PUMP ROOM NORTH WALL
6054 | SHOOK RD | 43137 | LPS - Active |  |  |  | LST |  | 3657603 | FIRE BOOSTER PUMP - MECHANICAL ROOM
6241 | SHOOK RD | 43137-9306 | Active | 00916 | AMES | 5000 | RPDA | 10.000 | 96486 | FIRE PUMP ROOM
6241 | SHOOK RD | 43137-9306 | Active | 606931 | WATTS | 909QT | RP | 0.750 | 96487 | FIRE PUMP ROOOM
6241 | SHOOK RD | 43137-9306 | Active | 12621 | WATTS | 919QT | RP | 2.000 | 97420 | AT WATER METER IN UTILITY ROOM
6241 | SHOOK RD | 43137-9306 | Active | 103711 | WATTS | 919QT | RP | 1.500 | 103035 | A BUILDING HOSE ROOM
6551 | SHOOK RD | 43137-9245 | Active | 10356 | WATTS | 919QT | RP | 1.500 | 96483 | NEXT TO WATER METER NE SIDE OF BLDG
6675 | SHOOK RD | 43217 | Active | XL- 0918 | AMES | COLT-400 | RP | 4.000 | 3658006
6675 | SHOOK RD | 43217 | Active | N78877 | WILKINS | 350DA | DCDA | 6.000 | 3658007
6675 | SHOOK RD | 43217 | Active | HC76432 | WILKINS | 950XLD | DC | 0.750 | 3658008
6732 | SHOOK RD | 43137 | Active | UC-1758 | WATTS | 957 | RP | 3.000 | 3646735 | Mechanical - Fire Pump Room - South Side
6732 | SHOOK RD | 43137 | Active | N2005201059 | FEBCO | LF876V | DCDA | 8.000 | 3646736 | Mechanical - Fire Pump Room - South Side
6732 | SHOOK RD | 43137 | Active | 04208 | WATTS | LF619 | DC | 0.750 | 3646737 | Mechanical - Fire Pump Room - South Side
6732 | SHOOK RD | 43137 | LPS - Active |  |  |  | LST |  | 3648375 | FIRE PUMP - SOUTH END OF BUILDING IN EXTERIOR FIRE PUMP ROOM
6958 | SHOOK RD | 43217 | Active | 194022 | WATTS | LF009M2QT | RP | 2.000 | 3653320 | Fire pump Room
6958 | SHOOK RD | 43217 | Active | Y16089 | WILKINS | 375ADA | RPDA | 8.000 | 3653321 | Fire pump Room
6958 | SHOOK RD | 43217 | Active | ABU8254 | WILKINS | 975XL2 | RP | 0.750 | 3653322 | Fire pump Room
6958 | SHOOK RD | 43217 | LPS - Active | F-PUMP-1 |  |  | LST |  | 3653730
6958 | SHOOK RD | 43217 | LPS - Active | F-PUMP-2 |  |  | LST |  | 3653731
4980 | SHORESIDE DR | 43123-8080 | Active | CAC14843 | WILKINS | 720A | PVB | 1.000 | 65540 | RIGHT SIDE OF HOUSE W DEDUCT METER
4992 | SHORESIDE DR | 43123-8080 | Active | EAD4169 | WILKINS | 720A | PVB | 0.750 | 3595882
5004 | SHORESIDE DR | 43123-8083 | Active | 185494 | WILKINS | 720A | PVB | 0.750 | 88281 | LEFT SIDE OF HOUSE
5009 | SHORESIDE DR | 43123-8082 | Active | G080521 | WILKINS | 720A | PVB | 0.750 | 91568 | LEFT SIDE OF HOUSE
5016 | SHORESIDE DR | 43123-8083 | Active | G186077 | WILKINS | 720A | PVB | 0.750 | 91569 | RIGHT SIDE OF HOUSE
5021 | SHORESIDE DR | 43123-8082 | Active | CB448683 | WILKINS | 720A | PVB | 0.750 | 100038 | LEFT SIDE
5083 | SHORESIDE DR | 43123-8082 | Active | H311919 | FEBCO | 765 | PVB | 0.750 | 88428 | right side
417 | SHORT ST | 43215 | Active | 15129 | WATTS | 919AQT | RP | 1.500 | 102774
425 | SHORT ST | 43215-5614 | Inactive | 259879 | WILKINS | 975 | RP | 2.000 | 63419 | NEXT TO THE WATER METER
425 | SHORT ST | 43215-5614 | Inactive | 511669 | WATTS | 909HWQT | RP | 0.750 | 63420 | IN BOILER ROM
525 | SHORT ST | 43215-5614 | Active | 290594 | WATTS | 009M2PCQT | RP | 1.000 | 66491 | UTILITY ROOM @ WATER METER
535 | SHORT ST | 43215-5614 | Active | 316850 | WILKINS | 975 | RP | 1.000 | 66704 | EAST WALL @ METER
535 | SHORT ST | 43215-5614 | Active | 316862 | WILKINS | 975 | RP | 1.000 | 66705 | EAST WALL AT FILTER
535 | SHORT ST | 43215-5614 | Active | 352749 | WILKINS | 975 | RP | 1.000 | 66706 | AT METER REAR OF BUSINESS
535 | SHORT ST | 43215-5614 | Active | 352756 | WILKINS | 975 | RP | 1.000 | 66707 | SOUTH WALL @ BOILER
561 | SHORT ST | 43215-5614 | Not Required by DOW | 3734752 | WILKINS | 975 | RP | 0.750 | 67410 | SOUTH SIDE OF BUILDING
561 | SHORT ST | 43215-5614 | Active | 33883 | WATTS | 919AQT | RP | 1.000 | 67411 | SOUTH SIDE OF STORE BLDG IN SERVICE BAY WEST TO WATER METER
563 | SHORT ST | 43215-5614 | Active | 3963969 | WILKINS | 975 | RP | 0.750 | 67456 | NORTH WALL AT WATER METER
563 | SHORT ST | 43215-5614 | Not Required by DOW | 3963961 | WILKINS | 975 | RP | 0.750 | 67457 | NORTH SIDE OF BUILDING
592 | SHREVEN DR | 43081 | Active | CB209123 | WILKINS | 720A | PVB | 0.750 | 3618689 | RIGHT FRONT CORNER OF HOME (EXTERIOR)
5993 | SHREVEN DR | 43081 | Active | HC22238 | FEBCO | 765 | PVB | 0.750 | 3602274 | RIGHT SIDE OF HOUSE
5994 | SHREVEN DR | 43081 | Active | T204960 | WILKINS | 720A | PVB | 0.750 | 3602272 | RIGHT SIDE OF HOUSE
6047 | SHREVEN DR | 43081 | Active | T345587 | WILKINS | 720A | PVB | 0.750 | 3602750 | left side
6053 | SHREVEN DR | 43081 | Active | T477378 | WILKINS | 720A | PVB | 0.750 | 3602875 | LEFT SIDE
6059 | SHREVEN DR | 43081 | Active | T178629 | WILKINS | 720A | PVB | 0.750 | 3602723 | LEFT SIDE
6059 | SHREVEN DR | 43081 | Removed | T178629 | WILKINS | 720A | PVB | 0.750 | 3624488 | LEFT SIDE
6060 | SHREVEN DR | 43081 | Active | T230591 | WILKINS | 720A | PVB | 0.750 | 3603049 | LEFT SIDE OF HOUSE
4611 | SHROPSHIRE CIR | 43016-8291 | Active | 279514 | WILKINS | 720A | PVB | 0.750 | 64568 | LEFT SIDE FRONT
4619 | SHROPSHIRE CIR | 43016-8291 | Active | T146529 | WILKINS | 720A | PVB | 0.750 | 64592 | RIGHT SIDE OF HOUSE
4620 | SHROPSHIRE CIR | 43016-8291 | Active | G200668 | WILKINS | 720A | PVB | 1.000 | 64595 | FRONT- TO THE RIGHT OF THE FRONT DOOR
4627 | SHROPSHIRE CIR | 43016-8291 | Active | T239681 | WILKINS | 720A | PVB | 0.750 | 64613 | RIGHT SIDE OF HOUSE
4634 | SHROPSHIRE CIR | 43016-8291 | Active | t230539 | WILKINS | 720A | PVB | 0.750 | 64641 | FRONT OF HOUSE RIGHT OF FRONT DOOR
4642 | SHROPSHIRE CIR | 43016-8291 | Active | Cb794166 | WILKINS | 720A | PVB | 1.000 | 64670 | FRONT RIGHT IN COVE
4643 | SHROPSHIRE CIR | 43016-8291 | Active | H491804 | FEBCO | 765 | PVB | 0.750 | 94823 | front of house
4636 | SHUSTER RD | 43214-1934 | Active | W099995 | WILKINS | 975 | RP | 2.000 | 64649 | UNDER THE PLATFORM IN 4668 SHUSTER ROAD
2266 | sibby ln |  | Active | C01296 | WILKINS | 950XLTDA | DCDA | 2.000 | 3658080 | BEHIND BLACK DOUBLE DOORS LABELED 2266 L REAR BLDG
2266 | sibby ln |  | Active | W9996993500 | WILKINS | 350D | DC | 0.750 | 3658081 | BEHIND BLACK DOUBLE DOORS LABELED 2266 L REAR BLDG
2304 | SIBBY LN | 43235-2748 | Active | AKH2967 | WILKINS | 375XL | RP | 1.500 | 3530832 | METER ROOM OUTSIDE DOOR MARKED 2304 NE CORNER OF BUILDING NE CORNER OF PROP
765 | SICARAS LN | 43004-8150 | Replaced | REP115358 | WATTS | 800M4FR | PVB | 0.750 | 97829 | REPLACED- RIGHT SIDE OF HOUSE
765 | SICARAS LN | 43004-8150 | Active | CB555985 | WILKINS | 720A | PVB | 0.750 | 3609444 | RIGHT SIDE OF HOUSE
563 | SIEBERT ST | 43206-2847 | Active | CAA30821 | WILKINS | 720A | PVB | 0.750 | 3531013 | right front
400 | SIEBERT ST UNIT A | 43206- | Active | 108134 | WATTS | 909 | RP | 2.500 | 62543 | IN METER ROOM - Siebert E.S.
400 | SIEBERT ST UNIT A | 43206- | Active | 354067 | WATTS | 909QT | RP | 0.750 | 62544 | MECHANICAL RM 2ND FLOOR EAST - Siebert E.S.
400 | SIEBERT ST UNIT A | 43206- | Active | 537464 | WATTS | 909QT | RP | 0.750 | 62545 | BOILER ROOM - Siebert E.S.
400 | SIEBERT ST UNIT A | 43206- | Due Install |  |  |  | RP | 3.000 | 3656304 | OFF CAFETERIA
490 | SILO CT | 43026-7951 | Active | T032838 | WILKINS | 720A | PVB | 1.000 | 65397 | RIGHT SIDE OF HOUSE
4911 | SILO CT | 43026-7951 | Active | T386673 | Wilkins | 720A | PVB | 0.750 | 3531161 | LEFT FRONT
4917 | SILO CT | 43026-7951 | Active | F022223 | WILKINS | 720A | PVB | 0.750 | 98477 | RIGHT SIDE OF HOUSE
4920 | SILO CT | 43026-7951 | Active | DK6573 | FEBCO | 765 | PVB | 0.750 | 65428 | RIGHT SIDE OF HOUSE***DUPLICATE #--PREFIX WITH Z*******
2375 | SILVER DR | 43211-1050 | Active | 62395 | WATTS | 007M2QT | DC | 1.500 | 58110 | MECH ROOM
2375 | SILVER DR | 43211-1050 | Active | 65521 | WATTS | 009M2QT | RP | 1.500 | 58111 | MECH ROOMZZZZ
2385 | SILVER DR | 43211-1050 | Active | 1345076 | WILKINS | 975XL | RP | 1.000 | 58130 | WAREHOUSE NORTHWEST CORNER
2385 | SILVER DR | 43211-1050 | Not Required by DOW | HI22926 | FEBCO | 765 | PVB | 1.000 | 58131 | FREEWAY SIDE OF BLDG OR EAST SIDE
2391 | SILVER DR | 43211 | Active | 088742 | WATTS | 009 | RP | 1.500 | 3649452 | IN HOT BOX AT LIGHT NORTH OF TIRE & BATTERY SHOP
2391 | SILVER DR | 43211 | Active | UL-2335 | AMES | COLT 500 | RPDA | 6.000 | 3649453 | IN HOT BOX AT LIGHT NORTH OF TIRE & BATTERY SHOP
2391 | SILVER DR | 43211 | Active | 88624 | WATTS | 919 | RP | 0.750 | 3649454 | IN HOT BOX AT LIGHT NORTH OF TIRE & BATTERY SHOP
2395 | SILVER DR | 43211-1050 | Active | 1419843 | WILKINS | 950 | DC | 0.750 | 58137 | METER PIT N EAST CORNER OF SITE SPR 29
2395 | SILVER DR | 43211-1050 | Active | N05842 | WILKINS | 350 | DC | 6.000 | 58138 | METER PIT NORTH EAST CORNER OF SITE
2395 | SILVER DR | 43211-1050 | Active | 82041 | WATTS | 009QT | RP | 1.500 | 58139 | IN MECH ROOM
2431 | SILVER DR | 43211 | Active | 200625 | WATTS | LF009M2QT | RP | 2.000 | 3653620 | HOT BOX S/E CORNER PROPERTY
2571 | SILVER DR | 43211-1036 | Active | 71555 | WATTS | 007QT | DC | 0.750 | 58655 | NORTHWEST CORNER -- SPRINKLER RISER
2571 | SILVER DR | 43211-1036 | Active | 312456 | AMES | 3000 | DCDA | 4.00 | 58657 | NORTHWEST CORNER --SPRINKLER RISER
2571 | SILVER DR | 43211-1036 | Active | 90666 | WATTS | 009M1QT | RP | 2.000 | 58658 | REAR NW CORNER BY METER
2601 | SILVER DR | 43211-1056 | Active | H817016 | FEBCO | 765 | PVB | 1.000 | 58727 | OUTSIDE SOUTHEND BUILDING
2601 | SILVER DR | 43211-1056 | Active | caa18976 | WILKINS | 720A | PVB | 1.000 | 58728 | OUTSIDE EASTSIDE OF BUILDING
2601 | SILVER DR | 43211-1056 | In Review |  |  |  | RP |  | 3635506 | AT METER
2601 | SILVER DR | 43211-1056 | In Review |  |  |  | DCDA | 8.000 | 3635507 | ON FIRE LINE
2601 | SILVER DR | 43211-1056 | In Review |  |  |  | DC | 0.750 | 3635508 | ON FIRE LINE
2777 | SILVER DR | 43211-1054 | Active | ACK4312 | WILKINS | 975XL2 | RP | 2.000 | 3531165 | METER CLOSET
2777 | SILVER DR | 43211-1054 | Active | 29374 | WILKINS | 350AST | DC | 8.000 | 3649920 | AT SPRINKLER RISERS
2777 | SILVER DR | 43211-1054 | Active | HC6136 | WILKINS | 950XLD | DC | 0.750 | 3654164 | AT SPRINKLER RISERS
2825 | SILVER DR | 43211-1052 | Active | 244845 | WATTS | 009 | RP | 1.000 | 3531166 | at meter
2825 | SILVER DR | 43211-1052 | Due Install |  |  |  | DCDA | 4.000 | 3650326
2877 | SILVER DR | 43211-1052 | Due Install |  |  |  | RP | 0.750 | 3531167 | MIDDLE CLOSET UNDER STEPS W/UTILTY SINK BY BATHROOMS
2881 | SILVER DR | 43211- | Due Install |  |  |  | RP |  | 3531168 | N WALL AT WATER METER UNDER PHOTO LAB SINK/TABLE
2881 | SILVER DR | 43211- | Due Install |  |  |  | DCDA |  | 3626284 | MID N WALL AT RISER AREA
2945 | SILVER DR | 43224-3964 | Active | 1112870807 | WATTS | 774DCDA | DCDA | 8.000 | 92008 | south wall west of loading dock
2945 | SILVER DR | 43224-3964 | Active | 199584 | WATTS | 007M3QT | DC | 0.750 | 92009 | south wall west of loading dock
2945 | SILVER DR | 43224-3964 | Active | 612878 | WATTS | 909QT | RP | 1.000 | 92033 | NEXT TO METER
2971 | SILVER DR | 43224-3964 | Active | 4658957 | WILKINS | 975 | RP | 1.000 | 3531169 | AT METER WAREHOUSE UNDER ELECTRIC PANEL
2999 | SILVER DR | 43224-3964 | Due Install |  |  |  | RP | 3.000 | 3531170 | NE BSMNT AT WATER METER
3099 | SILVER DR | 43224-3945 | Due Install |  |  |  | RP | 0.750 | 3531174 | MECH/FURN RM AT WATER MTR
2345 | SILVER DR UNIT A | 43211-1050 | Not Required by DOW | 219087 | WATTS | LF009M2QT | RP | 2.000 | 58026 | JANITOR CLOSE
2345 | SILVER DR UNIT A | 43211-1050 | Not Required by DOW | 1236445 | WILKINS | 975 | RP | 2.000 | 58027 | EXTERIOR WALL BY NURSERY
2345 | SILVER DR UNIT A | 43211-1050 | Active | 10419124 | FEBCO | 805YD | DC | 10.000 | 58028 | N PIT AT NE ENTRANCE
2345 | SILVER DR UNIT A | 43211-1050 | Active | A017869 | FEBCO | 805YB | DC | 0.750 | 58029 | S PIT NE SIDE BY ROAD & ENTRANCE
2345 | SILVER DR UNIT A | 43211-1050 | Not Required by DOW | 298737 | WATTS | 009M2QT | RP | 2.000 | 98656 | FRONT OF STORE IN GRASS NEXT TO FRISCHES (WHITE BOXES)
2345 | SILVER DR UNIT A | 43211-1050 | Active | 298732 | WATTS | 009M2QT | RP | 2.000 | 100133 | N HOT BOX BY S PIT AT NE ENTRANCE FOR STORE USAGE
3077 | SILVER DR UNIT A | 43224-3945 | Active | 1637 | WILKINS | 950 | DC | 6.000 | 59916 | SE CORNER OF LOT - IN GROUND PIT (METER PIT)
3077 | SILVER DR UNIT A | 43224-3945 | Active | 317117 | WILKINS | 950 | DC | 0.750 | 59917 | SE CORNER OF LOT - IN GROUND PIT (METER PIT)
3077 | SILVER DR UNIT A | 43224-3945 | Active | 431336 | WILKINS | 975 | RP | 2.000 | 59918 | SOUTH WALL BY FIRE PROTECTION SERVICE
2345 | SILVER DR UNIT B | 43211-1050 | Active | H00460 | FEBCO | 860 | RP | 2.000 | 58031 | S HOT BOX AT S PIT AT NE ENTRANCE FOR GARDEN CENTER
7629 | SILVER FOX DR | 43235-1832 | Active | EAD4614 | WILKINS | 720A | PVB | 0.750 | 3531243 | RIGHT HAND CENTER, SIDE OF HOUSE
7810 | SILVER ROSE CT | 43016 | Active | 811821 | WILKINS | 720A | PVB | 0.750 | 72837 | LEFT REAR BY SUMP DISCHARGE BY A/C
7817 | SILVER ROSE CT | 43016-9489 | Active | H07221 | FEBCO | 765 | PVB | 0.750 | 72853 | FRONT LEFT OF DOOR
7818 | SILVER ROSE CT | 43016-9489 | Active | 792747 | WILKINS | 720A | PVB | 0.750 | 72855 | NE CORNER
7825 | SILVER ROSE CT | 43016-9489 | Active | H115738 | FEBCO | 765 | PVB | 0.750 | 72871 | RH SIDE
7826 | SILVER ROSE CT | 43016-9489 | Active | A135576 | WILKINS | 720A | PVB | 0.750 | 72874 | RIGHT HAND SIDE
7833 | SILVER ROSE CT | 43016-9489 | Active | T134345 | WILKINS | 720A | PVB | 0.750 | 72884 | LEFT FRONT
7834 | SILVER ROSE CT | 43016-9489 | Replaced | REPH12092 | FEBCO | 860 | RP | 1.000 | 72887 | REPLACED- LEFT SIDE OF HOUSE
7834 | SILVER ROSE CT | 43016-9489 | Active | 3591134 | WILKINS | 975XL | RP | 1.000 | 3611404 | LEFT FRONT
7841 | SILVER ROSE CT | 43016-9489 | Active | 380608 | WATTS | 800M4QT | PVB | 1.000 | 72899 | FRT RT SIDE OF HSE NEXT TO GAS MTR
5016 | SILVER SADDLE CT | 43016-7068 | Active | H297739 | FEBCO | 765 | PVB | 1.000 | 3595227 | NORTH SIDE OF HOUSE
5023 | SILVER SADDLE CT | 43016-5023 | NULL | [5 empty] | 3633721
5032 | SILVER SADDLE CT | 43016-7068 | Active | CB629217 | WILKINS | 720A | PVB | 0.750 | 102932 | FRONT LEFT OF DOOR
5053 | SILVER SADDLE CT | 43016-7068 | Active | A006779 | WILKINS | 720A | PVB | 0.750 | 65868 | RIGHT SIDE OF HOUSE
5054 | SILVER SADDLE CT | 43016-7068 | Active | 396549 | WILKINS | 420 | PVB | 0.750 | 95504 | RIGHT SIDE
4984 | SILVER WOODS LN | 43016-7080 | Active | t295287 | WILKINS | 720A | PVB | 0.750 | 3593184 | RIGHT SIDE
4998 | SILVER WOODS LN | 43016-7080 | Active | 902632 | WILKINS | 720A | PVB | 0.750 | 65565 | LEFT SIDE OF HOUSE
5012 | SILVER WOODS LN | 43016-7072 | Active | 337148 | WILKINS | 720A | PVB | 0.750 | 99605 | RIGHT SIDE
5015 | SILVER WOODS LN | 43016-7070 | Active | 903290 | WILKINS | 720A | PVB | 0.750 | 65726 | LT SIDE
5020 | SILVER WOODS LN | 43016-7072 | Active | H881630 | FEBCO | 765 | PVB | 0.750 | 99606 | RIGHT SIDE
5030 | SILVER WOODS LN | 43016-7072 | Active | CAA71836 | WILKINS | 720A | PVB | 0.750 | 98297 | LEFT FRONT
5042 | SILVER WOODS LN | 43016-7072 | Active | H733513 | FEBCO | 765 | PVB | 0.750 | 95560 | RIGHT FRONT
5053 | SILVER WOODS LN | 43016-7070 | Active | CB000264 | WILKINS | 720A | PVB | 0.750 | 102802 | LEFT SIDE OF HOUSE
5054 | SILVER WOODS LN | 43016-7072 | Active | F136482 | WILKINS | 720A | PVB | 0.750 | 100076 | RIGHT SIDE
5065 | SILVER WOODS LN | 43016-7070 | Active | 337146 | WILKINS | 720A | PVB | 0.750 | 100073 | RIGHT FRONT
5075 | SILVER WOODS LN | 43016-7070 | Active | H204260 | FEBCO | 765 | PVB | 0.750 | 65918 | LEFT SIDE OF HOUSE
5078 | SILVER WOODS LN | 43016-7072 | Active | 181950 | WILKINS | 720A | PVB | 0.750 | 89019 | Right side of house
5088 | SILVER WOODS LN | 43016 | Active | B120533 | WILKINS | 720Au | PVB | 0.750 | 3611642 | FRONT
5098 | SILVER WOODS LN | 43016-7072 | Active | CB366365 | WILKINS | 720A | PVB | 0.750 | 3597223 | RIGHT SIDE OF HOUSE
5107 | SILVER WOODS LN | 43016-7069 | Active | HE90454 | FEBCO | 765 | PVB | 0.750 | 88627 | RIGHT FRONT
5110 | SILVER WOODS LN | 43016-7073 | Active | T211159 | WILKINS | 720AU | PVB | 0.750 | 3605959 | RIGHT SIDE
5126 | SILVER WOODS LN | 43016-7073 | Active | T072605 | WILKINS | 720A | PVB | 0.750 | 101365 | LEFT SIDE OF HOUSE
5134 | SILVER WOODS LN | 43016-7073 | Active | CB120445 | WILKINS | 720AU | PVB | 0.750 | 3598837 | LEFT SIDE
5139 | SILVER WOODS LN | 43016-7069 | Active | CB120379 | WILKINS | 720AU | PVB | 0.750 | 3598836 | LEFT
5140 | SILVER WOODS LN | 43016-7073 | Active | T211059 | WILKINS | 720AU | PVB | 0.750 | 3598838 | RIGHT SIDE
5147 | SILVER WOODS LN | 43016-7069 | Active | H443858 | FEBCO | 765 | PVB | 0.750 | 91648 | LEFT SIDE
5148 | SILVER WOODS LN | 43016-7073 | Removed | H318882REM | FEBCO | 765 | PVB | 0.750 | 88577 | REMOVED-Left side of house
5148 | SILVER WOODS LN | 43016-7073 | Removed | CB315877REM | WILKINS | 720A | PVB | 0.750 | 3607350 | LEFT FRONT
1640 | SILVERLAWN DR | 43123 | Active | VAA4638 | WILKINS | 720A | PVB | 0.750 | 3653912 | LEFT FRONT
1701 | SILVERLAWN DR | 43123 | Active | T440462 | WILKINS | 720 | PVB | 0.750 | 3650026 | LEFT OFFSET
1713 | SILVERLAWN DR | 43123 | Active | CB867394 | WILKINS | 720A | PVB | 0.750 | 3644753 | RIGHT FRONT
1723 | SILVERLAWN DR | 43123 | Active | T470646 | WILKINS | 720A | PVB | 0.750 | 3648543 | LEFT FRONT
1726 | SILVERLAWN DR | 43123 | Active | CB867304 | WILKINS | 720A | PVB | 0.750 | 3643507 | LEFT FRONT
1743 | SILVERLAWN DR | 43123 | Active | T424716 | WILKINS | 720A | PVB | 0.750 | 3647031 | LEFT SIDE
1746 | SILVERLAWN DR | 43123 | Active | CB600642 | WILKINS | 720A | PVB | 0.750 | 3647026 | RIGHT FRONT
1756 | SILVERLAWN DR | 43123 | Active | EAF8466 | WILKENS | 720A | PVB | 1.000 | 3646796 | LEFT FRONT
1767 | SILVERLAWN DR | 43123 | Active | CB994405 | WILKINS | 720 | PVB | 0.750 | 3646081 | LEFT FRONT
1768 | SILVERLAWN DR | 43123 | Active | T381020 | WILKINS | 720A | PVB | 0.750 | 3644659 | RIGHT SIDE
1779 | SILVERLAWN DR | 43123 | Active | CB588125 | WILKINS | 720A | PVB | 0.750 | 3639589 | LEFT FRONT
1789 | SILVERLAWN DR | 43123 | Active | T427932 | WILKINS | 720A | PVB | 0.750 | 3648541
1813 | SILVERLAWN DR | 43123 | Active | T366527 | WILKINS | 720A | PVB | 0.750 | 3644772 | LEFT SIDE
7406 | SILVERLEAF CT | 43235-4214 | Active | 677163 | RAINBIRD | 100 | PVB | 0.750 | 71929 | BACK BY ELECTRIC METER & AC UNIT
7417 | SILVERLEAF CT | 43235-4214 | Active | T084804 | WILKINS | 720A | PVB | 0.750 | 101033 | FRONT OF HOUSE
7422 | SILVERLEAF CT | 43235-4214 | Active | G245722 | WILKINS | 720A | PVB | 0.750 | 94584 | RIGHT CENTER
774 | SILVERLEAF OAK CT | 43081-6503 | Active | T428963 | WILKINS | 720A | PVB | 1.000 | 94585 | RIGHT FRONT
496 | SILVERTON WAY | 43016-7443 | Active | T407139 | WILKINS | 720A | PVB | 0.750 | 95739 | LEFT FRONT
4967 | SILVERTON WAY | 43016-7443 | Removed | B10672REM | WATTS | 009QT | RP | 0.750 | 96789 | **REMOVED** NW BASEMENT FOR SUMP BY WATER METER
4700 | SINCLAIR RD | 43229 | Active | 164174 | WILKINS | 975 | RP | 2.000 | 64840 | in hot box south of sunoco east of sinclair
4881 | SINCLAIR RD | 43229-5402 | Inactive | 430981 | WATTS | 909M1QT | RP | 2.000 | 65321 | ABOVE METER AT BOILER ROOM
4881 | SINCLAIR RD | 43229-5402 | Inactive | 266833 | WILKINS | 975 | RP | 1.500 | 65322 | BOILER ROOM OVER AT METER OVER HEAD
4889 | SINCLAIR RD | 43229- | Active | 876985 | WILKINS | 720A | PVB | 1.000 | 65398 | BUILDING 4889 OUTSIDE NORTH WALL OF SUITE 115
4889 | SINCLAIR RD | 43229- | Active | 902726 | WILKINS | 720A | PVB | 0.750 | 65399 | BUILDING #4998 REAR OUTSIDE WEST WALL OF SUITE 105
4889 | SINCLAIR RD | 43229- | In Review |  |  |  | RP |  | 3636285
4900 | SINCLAIR RD | 43229-5407 | Active | AMA02660 | WILKINS | 975XL3 | RP | 2.000 | 3531609
4900 | SINCLAIR RD | 43229-5407 | Active | 1832240820 | AMES | 2000SS | DC | 8.000 | 3646895
4960 | SINCLAIR RD | 43229- | Active | 176617 | WATTS | LF009M2QT | RP | 1.000 | 3531610 | MECH/FURN MOP SINK ROOM OFF COUNTER SALES FLOOR AT WATER METER
4960 | SINCLAIR RD | 43229- | Active | VI-1165 | AMES | COLT-GV | DCDA | 8.000 | 3649695 | WAREHOUSE MID E WALL AT RISER AREA
4960 | SINCLAIR RD | 43229- | Active | 65824 | AMES | 2000B | DC | 0.750 | 3650528 | WAREHOUSE MID EAST WALL
4960 | SINCLAIR RD | 43229- | Active | ACF2719 | WILKINS | 975XL2 | RP | 1.500 | 3651586 | SW WAREHOUSE AT S DOCK DOOR 30' HIGH
5000 | SINCLAIR RD | 43229-5431 | Active | 282180 | WATTS | 909 | RP | 2.000 | 65670 | IN BOILER ROOM
5000 | SINCLAIR RD | 43229-5431 | Due Install |  |  |  | RP | 3.000 | 3630169
5055 | SINCLAIR RD | 43229-5414 | NULL | [5 empty] | 3531613
5075 | SINCLAIR RD | 43229 | Active | J39092 | BEECO | BARRACUDA | RP | 4.000 | 3655233 | 5075 FIRE PUMP ROOM EAST SIDE OF BLDG
5075 | SINCLAIR RD | 43229 | Active | 11037341122 | AMES | 3000SS | DCDA | 8.000 | 3655234
5075 | SINCLAIR RD | 43229 | Active | 87462 | AMES | 2000B | DC | 0.750 | 3655236
5080 | SINCLAIR RD | 43229-5412 | Active | 3391314 | WILKINS | 975 | RP | 2.000 | 65963 | FIRE ROOM
5080 | SINCLAIR RD | 43229-5412 | Active | 06783 | WATTS | 909QT | RP | 0.750 | 65964 | OVERHEAD MAINTENANCE ROOM
5080 | SINCLAIR RD | 43229-5412 | Due Install |  |  |  | RP | 8.000 | 3635097 | FIRE ROOM
5080 | SINCLAIR RD | 43229-5412 | LPS - Active |  |  |  | LPC | 8.000 | 3646167 | DOMESTIC PUMP - FIRE ROOM
5155 | SINCLAIR RD | 43229- | Not Required by DOW |  |  |  | RP | 1.500 | 3531615 | SE RISER/METER ROOM OF BACK BLDG AT WATER METER
5155 | SINCLAIR RD | 43229- | Active | 23393B | WILKINS | 350ASTDA | DCDA | 6.000 | 3649847 | SE RISER ROOM OF BACK BLDG
5155 | SINCLAIR RD | 43229- | Active | HC44591 | WILKINS | 950XLD | DC | 0.750 | 3650574 | SE RISER ROOM OF BACK BLDG
5160 | SINCLAIR RD | 43229- | Active | 3741038 | WILKINS | 975XL2 | RP | 2.000 | 102649 | FIRE PUMP ROOM
5160 | SINCLAIR RD | 43229- | Active | 1794071212 | AMES | 3000SS | DCDA | 8.000 | 102650 | PUMP ROOM
5160 | SINCLAIR RD | 43229- | Active | 69497 | AMES | 2000B | DC | 0.750 | 102651 | PUMP ROOM
5169 | SINCLAIR RD | 43229-5413 | Active | 353075 | WILKINS | 975 | RP | 1.000 | 66223 | IN 5165 W WALL AT METER CHURCH FOR FRONT STORE FRONTS IN CABINET
5193 | SINCLAIR RD | 43229-5413 | Active | 4126848 | WILKINS | 975XL2 | RP | 1.000 | 3531616 | MTR IN SE CORNER OF WAREHOUSE
5255 | SINCLAIR RD | 43229-5042 | Active | 011171 | WATTS | 919QT | RP | 1.500 | 66509 | PORTERS ROOM #115
5255 | SINCLAIR RD | 43229-5042 | Removed | 650955REM | RAINBIRD | AC4000 | DC | 0.750 | 66510 | OUTSIDE - FRONT OF BUILDING REMOVED
5255 | SINCLAIR RD | 43229-5042 | Due Install |  |  |  | DCDA | 6.000 | 3636279
5275 | SINCLAIR RD | 43229-5042 | Removed | HC27514REM | FEBCO | 765 | PVB | 1.000 | 87702 | NORTH END MIDDLE DOOR REMOVED
5275 | SINCLAIR RD | 43229-5042 | Active | 088321 | WATTS | LF009M2QT | RP | 2.000 | 3628303 | AT METER IN MECHANICAL ROOM
5333 | SINCLAIR RD | 43229-5042 | Due Install |  |  |  | RP | 0.750 | 3531632
5346 | SINCLAIR RD | 43229-5002 | Active | ABA89997 | WILKINS | 975XL3 | RP | 0.750 | 3531633 | AT METER IN CABINET NEXT TO FRONT DOOR
5401 | SINCLAIR RD | 43229- | Active | AJAY5861 | WILKINS | 375 | RP | 0.750 | 3531640 | NEXT TO METER IN BASEMENT OF 5393 SINCLAIR.. LUKES AUTO
5413 | SINCLAIR RD | 43229-5001 | Active | 96326 | WATTS | LF919AQT | RP | 0.750 | 3531644 | BACK UTILITY ROOM
6000 | SINCLAIR RD | 43229-3204 | Active | 431991 | WILKINS | 975 | RP | 0.750 | 68574 | N.E. CORNER ABOVE METER
6000 | SINCLAIR RD | 43229-3204 | Active | 432896 | WILKINS | 975XL | RP | 1.500 | 68575 | N.E. CORNER ABOVE METER
6600 | SINGLETREE DR | 43229-1121 | Active | 4641072 | WILKINS | 975XL | RP | 1.500 | 3531710 | IN WALL BEHIND PANEL AT 6612 SINGLETREE DR
6600 | SINGLETREE DR | 43229-1121 | Inactive |  |  |  | DCDA |  | 3633796
657 | SINSBURY E DR | 43085-3564 | Active | 672535 | WATTS | 800M4FR | PVB | 1.000 | 70262 | NORTH SIDE OF HOUSE
318 | SITKA SPRUCE DR | 43123 | Replaced | H692911REP | WILKINS | 720A | PVB | 0.750 | 102541 | REPLACED- LEFT
3189 | SITKA SPRUCE DR | 43123 | Active | T198319 | WILKINS | 720A | PVB | 0.750 | 3609768 | LEFT SIDE OF HOUSE
4542 | SIXPENNY CIR | 43016-8288 | Active | 2017 | FEBCO | 765 | PVB | 1.000 | 64320 | FRONT OF HOUSE
4550 | SIXPENNY CIR | 43016-8288 | Active | G215273 | WILKINS | 720A | PVB | 0.750 | 64337 | RT SIDE REAR
4551 | SIXPENNY CIR | 43016-8288 | Active not linked | BB5156 | FEBCO | 765 | PVB | 0.750 | 64342 | RIGHT SIDE OF HOUSE
4558 | SIXPENNY CIR | 43016 | Active | H069953 | FEBCO | 765 | PVB | 0.750 | 3587743 | LEFT FRONT
4559 | SIXPENNY CIR | 43016-8288 | Active | EAB3366 | Wilkins | 720A | PVB | 1.000 | 64348 | FRONT LEFT OFFSET
4574 | SIXPENNY CIR | 43016-8288 | Active | 902546 | WILKINS | 720A | PVB | 0.750 | 64378 | LEFT FRONT
4582 | SIXPENNY CIR | 43016-8288 | Active | 375363 | WILKINS | 720A | PVB | 0.750 | 64406 | OUTSIDE FRONT RIGHT OF FRONT DOOR
7390 | SKARLOCKEN GREEN | 43054- | Active | 2794109 | WILKINS | 975XL | RP | 0.750 | 3599784 | IN SHRUBS AT METER IN PARK AREA
7415 | SKARLOCKEN GREEN | 43054-6011 | Active | CB548165 | WILKINS | 720A | PVB | 0.750 | 96547 | RIGHT SIDE OF HOUSE
7430 | SKARLOCKEN GREEN | 43054 | Active | T042107 | WILKINS | 720 | PVB | 0.750 | 3601396 | RIGHT SIDE OF HOUSE
7445 | SKARLOCKEN GREEN | 43054-6011 | Active | G214182 | WILKINS | 720A | PVB | 0.750 | 97721 | left side
7460 | SKARLOCKEN GREEN | 43054 | Active | T082365 | WILKINS | 720A | PVB | 0.750 | 101704 | LEFT SIDE
7475 | SKARLOCKEN GREEN | 43054 | Active | T013463 | WILKINS | 720A | PVB | 0.750 | 100165 | RIGHT SIDE
7505 | SKARLOCKEN GREEN | 43054-6010 | Active | G251967 | WILKINS | 720A | PVB | 0.750 | 99031 | RIGHT SIDE
7520 | SKARLOCKEN GREEN | 43054 | Active | CB205776 | WILKINS | 720A | PVB | 0.750 | 100079 | IRRIGATION
7565 | SKARLOCKEN GREEN | 43054 | Removed | REMT081614 | WILKINS | 720A | PVB | 0.750 | 101697 | REMOVED - LEFT SIDE
7565 | SKARLOCKEN GREEN | 43054 | Active | T041433 | WILKINS | 720A | PVB | 0.750 | 101720 | LEFT FRONT
7595 | SKARLOCKEN GREEN | 43054 | Active | T082401 | WILKINS | 720A | PVB | 0.750 | 102470 | RIGHT SIDE OF HOUSE
7620 | SKARLOCKEN GREEN | 43054 | Active | CAA46460 | WILKINS | 720A | PVB | 0.750 | 100034 | LEFT FRONT OUTSIDE
7625 | SKARLOCKEN GREEN | 43054 | Active | CB602487 | WILKINS | 720A | PVB | 0.750 | 101404 | FRONT OF HOUSE
7640 | SKARLOCKEN GREEN | 43054 | Active | T278533 | WILKINS | 720A | PVB | 1.000 | 99830 | left front of house
7670 | SKARLOCKEN GREEN | 43054 | Active | EAK1703 | WILKINS | 720A | PVB | 0.750 | 3601318
7700 | SKARLOCKEN GREEN | 43054-6008 | Active | G241951 | WILKINS | 720A | PVB | 0.750 | 98710 | RIGHT
7730 | SKARLOCKEN GREEN | 43054- | Replaced | REPW341763 | WILKINS | 975XLBMS | RP | 0.750 | 95295 | REPLACED- ENTRY OFF ROAD
7730 | SKARLOCKEN GREEN | 43054- | Active | AB04485 | Wilkins | 975xl | RP | 0.750 | 3609707 | ENTRY OFF ROAD
7400 | SKARLOCKEN GRN | 43054 | Active | T074564 | WILKINS | 720A | PVB | 0.750 | 101762 | EAST SIDE OF HOUSE
7605 | SKARLOCKEN GRN | 43054 | Active | T083928 | WILKINS | 720A | PVB | 0.750 | 102120 | LEFT FRONT
6340 | SKIPPING STONE DR | 43054-5024 | Active | H178616 | FEBCO | 765 | PVB | 0.750 | 69743 | RIGHT SIDE OF HOUSE
6348 | SKIPPING STONE DR | 43054-5024 | Active | 953405 | WILKINS | 720A | PVB | 0.750 | 69751 | OUTSIDE
6356 | SKIPPING STONE DR | 43054-5024 | Active | 277398 | WILKINS | 720A | PVB | 0.750 | 69772 | OUTSIDE
6372 | SKIPPING STONE DR | 43054-5024 | Active | T257809 | WILKINS | 720A | PVB | 0.750 | 3594461 | RIGHT SIDE OF HOUSE
6404 | SKIPPING STONE DR | 43054-5025 | Active | 997006 | WILKINS | 720A | PVB | 0.750 | 69896 | OUTSIDE
6412 | SKIPPING STONE DR | 43054-5025 | Active | CB544463 | WILKINS | 720A | PVB | 0.750 | 69899 | Right side of house
6432 | SKIPPING STONE DR | 43054-5025 | Active | CB260711 | Wilkins | 720A | PVB | 0.750 | 69927 | OUTSIDE LEFT SIDE
6452 | SKIPPING STONE DR | 43054-5025 | Removed | A083293REM | WILKINS | 720 | PVB | 0.750 | 91213 | LEFT SIDE OF HOUSE
3626 | SKIPSTONE PL | 43221-4555 | Active | CB620412 | WILKINS | 720A | PVB | 0.750 | 3531829 | RIGHT REAR
834 | SKYLARK LN | 43235-3452 | Active | 6334 | FEBCO | 765 | PVB | 1.000 | 73719 | LEFT SIDE CENTER OF HOUSE
842 | SKYLARK LN | 43235-3452 | Active | T070818 | WILKINS | 720A | PVB | 0.750 | 101090 | FRONT BY DOOR
348 | SKYLINE DR | 43235-2738 | Active | 229150 | WATTS | 009QT | RP | 0.750 | 88848 | WEST WALL BACK SIDE OF BASEMENT
3515 | SKYLINE DR | 43235-5703 | Active | F142133 | WILKINS | 720A | PVB | 1.000 | 99035 | RIGHT OF HOUSE
6767 | SKYLINE E DR | 43235 | Active | CB465202 | WILKINS | 720 | PVB | 1.000 | 3603012 | LEFT SIDE
6770 | SKYLINE E DR | 43235- | Active | 04550 | AMES | 4000B | RP | 1.500 | 96205 | BASEMENT
7311 | SKYLINE E DR | 43235-5717 | Active | IF-0190 | WATTS | 957 | RP | 4.000 | 96551 | DUBLIN SQUARE APTS -IN METER/RISER HSE SE AT 7321 BLDG
7311 | SKYLINE E DR | 43235-5717 | Active | 1124590608 | WATTS | 774DCDA | DCDA | 8.000 | 96580 | DUBLIN SQUARE APTS -IN METER/RISER HSE SE AT 7321 BLDG
7311 | SKYLINE E DR | 43235-5717 | Active | 18258 | WATTS | 007M2QT | DC | 0.750 | 96581 | DUBLIN SQUARE APTS -IN METER/RISER HSE SE AT 7321 BLDG
7311 | SKYLINE E DR | 43235-5717 | Not Required by DOW | 3019773 | WILKINS | 975XL | RP | 2.000 | 97917 | MERCER APTS -OUT/NORTH SIDE METER HSE SE AT 7321 BLDG
7311 | SKYLINE E DR | 43235-5717 | Not Required by DOW | A02485 | AMES | 2000B | DC | 2.000 | 103511 | MERCER APTS -IN METER/RISER HSE SE AT 7321 BLDG
7311 | SKYLINE E DR | 43235-5717 | Not Required by DOW | 3491787 | WILKINS | 975XL | RP | 2.000 | 103562 | BRYANT APTS 7330 CLUBHSE RIGHT CENTER -OUTSIDE
7311 | SKYLINE E DR | 43235-5717 | Not Required by DOW | 1247980711 | AMES | 4000SS | RP | 4.000 | 103563 | DUBLIN SQUARE APTS -7330 SE OF CLUBHSE RISER RM - OUTSIDE DR
7311 | SKYLINE E DR | 43235-5717 | LPS - Active |  |  |  | LPC |  | 3630045 | DOMESTIC PUMP - MERCER APTS -IN METER/RISER HSE SE AT 7321 BLDG E-SET
7311 | SKYLINE E DR | 43235-5717 | LPS - Active |  |  |  | LPC |  | 3630046 | MERCER APTS -IN METER/RISER HSE SE AT 7321 BLDG BOOSTR PUMP DOMESTIC W-SET
7400 | SKYLINE E DR | 43235-2706 | Removed | H158832REM | FEBCO | 765 | PVB | 1.000 | 71918 | ***REMOVED*** NW CORNER BY GAS METER
7400 | SKYLINE E DR | 43235-2706 | Due Install |  |  |  | RP | 2.000 | 3636491 | MID N MECH ROOM AT WATER METER
6700 | SKYLINE W DR | 43235- | Active | A11409 | WATTS | SS009M3QT | RP | 0.750 | 92487 | BSMT AT METER
6723 | SKYLINE W DR | 43235- | NULL | [5 empty] | 3531890
5258 | SKYTRAIL DR | 43026-9070 | Active | CAB30896 | WILKINS | 720A | PVB | 0.750 | 3531911 | RIGHT FRONT
5266 | SKYTRAIL DR | 43026-9070 | Active | HA20689 | FEBCO | 765 | PVB | 0.750 | 3531912 | Front of House
6319 | SKYWAE DR | 43229-2116 | Active | T042172 | WILKINS | 720A | PVB | 0.750 | 101271 | FRONT OF HOUSE
6825 | SKYWAE DR | 43229- | Active | Abb00516 | WILKINS | 975XL2 | RP | 1.000 | 70770 | GARAGE/PUMP ROOM - 1700 BOND AVE
6825 | SKYWAE DR | 43229- | Active | Z1803 | FEBCO | 825Y | RP | 2.000 | 70771 | GARAGE/PUMP ROOM - 1700 BOND AVE
6825 | SKYWAE DR | 43229- | Due Install |  |  |  |  | 6.000 | 3655018 | VAULT LEFT OF DRIVE
1331 | SLADE AVE | 43235-4056 | Active | H245180 | FEBCO | 765 | PVB | 0.750 | 87724 | RIGHT SIDE OF HOME
2189 | SLATE COVE RD | 43123-8014 | Active | CB481704 | WILKINS | 720 | PVB | 1.000 | 3592112 | OUTSIDE
4830 | SLATE RUN CT | 43220-2852 | Active | 64078 | WATTS | LF919QT | RP | 0.750 | 3532073 | BASEMENT - FRONT SOUTH WALL AT METER
4830 | SLATE RUN CT | 43220-2852 | Active | 64943 | WATTS | LF919QT | RP | 0.750 | 3618300 | BACK UTILITY ROOM NORTH WALL
4837 | SLATE RUN CT | 43220-2852 | Active | 06396 | WATTS | U009M2AQT | RP | 1.000 | 87169 | LEFT FRONT OF FRONT DOOR
4848 | SLATE RUN CT | 43220-2852 | Active | T278496 | WILKINS | 720A | PVB | 1.000 | 3532074 | FRONT OF HOUSE
4848 | SLATE RUN CT | 43220-2852 | Active | CB243240 | WILKINS | 720A | PVB | 1.000 | 3624791 | EAST SIDE OF HOUSE
4848 | SLATE RUN CT | 43220-2852 | Due Install |  |  |  | RP | 0.750 | 3659301 | EAST SIDE OF HOUSE
2625 | SLATE RUN DR | 43220-2887 | Active | 94067 | FEBCO | 765 | PVB | 1.500 | 58797 | FRONT OF HOUSE
2486 | SLATE RUN RD | 43220-2851 | Active | W255460 | WILKINS | 975XLBMS | RP | 0.750 | 90978 | BASEMENT SOUTH EAST CORNER AT METER
2510 | SLATE RUN RD | 43220-2851 | Active | 190861 | WILKINS | 720A | PVB | 0.750 | 92656 | FRONT LEFT AT FRONT
2585 | SLATE RUN RD | 43220-2850 | Replaced | REP588129 | WILKINS | 720A | PVB | 1.000 | 58683 | REPLACED- RIGHT SIDE OF HOUSE--FRONT
2585 | SLATE RUN RD | 43220-2850 | Active | 053098 | WATTS | 800M4QT | PVB | 1.000 | 3609452 | RIGHT SIDE OF HOUSE--FRONT
2601 | SLATE RUN RD | 43220-2887 | Active | T417703 | WILKINS | 720A | PVB | 0.750 | 58730 | LEFT SIDE OF HOUSE
2610 | SLATE RUN RD | 43220-2875 | Active | BB3160 | FEBCO | 765 | PVB | 0.750 | 58760 | IN SHED AT METER
5005 | SLATE RUN WOODS | 43220-6107 | Active | EAE8299 | WILKINS | 720A | PVB | 0.750 | 94586 | LEFT SIDE OF HOUSE
5000 | SLATE RUN WOODS CT | 43220-6107 | Active | t250673 | WILKINS | 720A | PVB | 0.750 | 65672 | RIGHT HAND SIDE
5025 | SLATE RUN WOODS CT | 43220-6107 | Active | T258858 | Wilkins | 720A | PVB | 1.000 | 94587 | FRONT OF HOUSE
5050 | SLATE RUN WOODS CT | 43220 | Active | CB157661 | WILKINS | 720A | PVB | 1.000 | 65858 | LEFT OF FRONT DOOR IN BUSHES
5055 | SLATE RUN WOODS CT | 43220-6107 | Active | HB53817 | FEBCO | 765 | PVB | 0.750 | 65881 | LEFT OF FRONT
5070 | SLATE RUN WOODS CT | 43220-6107 | Active | w104764 | WILKINS | 975XL | RP | 0.750 | 65912 | BASEMENT SOUTH WEST CORNER
661 | SLEMMONS DR | 43235-3476 | Active | 7044 | WATTS | 800QT | PVB | 0.750 | 70370 | RIGHT SIDE OF HOUSE
669 | SLEMMONS DR | 43235-3476 | Active | 209063 | WILKINS | 720A | PVB | 0.750 | 70487 | LEFT SIDE OF HOUSE
676 | SLEMMONS DR | 43235-3475 | Active | 279396 | WILKINS | 720A | PVB | 0.750 | 70605 | RIGHT FRONT
677 | SLEMMONS DR | 43235-3476 | Active | BF6549 | FEBCO | 765 | PVB | 0.750 | 70620 | LEFT FRONT
684 | SLEMMONS DR | 43235-3475 | Active | 4843 | FEBCO | 765 | PVB | 1.000 | 70799 | LEFT SIDE OF HOUSE
684 | SLEMMONS DR | 43235-3475 | Active | 4563231 | WILKINS | 975XL | RP | 0.750 | 3630287 | BASEMENT
692 | SLEMMONS DR | 43235-3475 | Active | 42094 | WATTS | 800M2QT | PVB | 1.000 | 70939 | LEFT SIDE OF HOUSE
693 | SLEMMONS DR | 43235-3476 | Active | A0937 | FEBCO | 765 | PVB | 0.750 | 70964 | RIGHT SIDE OF HOUSE
700 | SLEMMONS DR | 43235-3475 | Active | 209169 | WILKINS | 720A | PVB | 0.750 | 71228 | LEFT SIDE OF HOUSE
701 | SLEMMONS DR | 43235-3476 | Active | CB215141 | Wilkins | 720A | PVB | 1.000 | 71276 | REAR OF HOUSE
707 | SLEMMONS DR | 43235-3476 | Active | T329087 | WILKINS | 720A | PVB | 0.750 | 71364 | RIGHT SIDE OF HOUSE
711 | SLEMMONS DR | 43235-3476 | Active | 66024 | WILKINS | 720A | PVB | 1.000 | 71430 | LEFT CENTER
717 | SLEMMONS DR | 43235- | Active | 4383132 | WILKINS | 975XL2 | RP | 1.000 | 71539 | AT FORD BOX IRRIG FOR PARK - SLEMMONS & COURTNEY IN BUSH BTWN 711 & 5257
332 | SLIPPERY ELM CT | 43026 | Active | T410847 | WILKINS | 720 | PVB | 0.750 | 3648982 | RIGHT SIDE OF HOUSE
3342 | SLIPPERY ELM CT | 43026 | Active | T411253 | WILKINS | 720A | PVB | 0.750 | 3646801 | RIGHT SIDE OF HOUSE
4859 | SLOANE PL | 43054-9694 | Active | EAD8104 | WILKINS | 720A | PVB | 0.750 | 94588 | LEFT SIDE OF HOUSE
4871 | SLOANE PL | 43054-9694 | Active | CB674838 | WILKINS | 720A | PVB | 1.000 | 65286 | RIGHT SIDE
4877 | SLOANE PL | 43054-9694 | Active | T060810 | WILKINS | 720A | PVB | 1.000 | 65303 | RIGHT SIDE
4883 | SLOANE PL | 43054-9694 | Active | H690420 | FEBCO | 765 | PVB | 0.750 | 65329 | LEFT SIDE OF HOUSE
4894 | SLOANE PL | 43054-9693 | Active | 118602 | WATTS | 800M4QT | PVB | 0.750 | 95180 | LEFT SIDE OF HOUSE
4912 | SLOANE PL | 43054-9676 | Active | 41876 | WATTS | 800QT | PVB | 1.000 | 65409 | RIGHT SIDE OF HOUSE
1191 | SMALLWOOD DR | 43235-2502 | Active | 828614 | WILKINS | 720A | PVB | 0.750 | 54215 | RT SIDE
4 | SMITH PL | 43201 | Active | 165465 | WATTS | LF009M2QT | RP | 1.000 | 3650060 | HOTBOX JUST WEST OF HIGH STREET ON NORTH SIDE OF SMITH PL
2 | SMITH PL | 43201-3232 | Active | 38499 | WATTS | 919AQT | RP | 0.750 | 100814 | BY METER
64 | SMITH PL | 43201-3233 | Active | 865193 | APOLLO | PVB4A | PVB | 0.750 | 3532209 | RT SIDE OF HOUSE
12 | SMITH RD | 43207-1572 | Active | 607004 | WILKINS | 975 | RP | 1.000 | 54406 | west wall - Smith Rd., Landscape
1384 | SMITH RD | 43207-1579 | Not Required by DOW |  |  |  | RP |  | 3532266
8825 | SMITHS MILL N RD | 43054 | Active | 16017 | WATTS | LF909 | RP | 4.000 | 3602050 | AFTER DOMESTIC WATER METER
8825 | SMITHS MILL N RD | 43054 | Safe storage | [5 empty] | 3635983
8865 | SMITHS MILL N RD | 43054 | Active | L67407 | WILKINS | 375 | RP | 3.000 | 3602124 | Tool shop at water meter
8865 | SMITHS MILL N RD | 43054 | Not Required by DOW | 200876 | APOLLO/CONBRACO | RP4A | RP | 2.000 | 3629500 | COOLING TOWER SUMP, MECHANICAL ROOM CEILING
8865 | SMITHS MILL N RD | 43054 | Not Required by DOW | 38387 | WATTS | 919 | RP | 0.750 | 3629501 | LUBRISTAT WTR SFTNR, COMPRESSOR RM BY LUBRISTAT AREA
8865 | SMITHS MILL N RD | 43054 | Not Required by DOW | 34196 | WATTS | 919 | RP | 1.000 | 3629504 | COOLING TOWER SUMP, MECHANICAL ROOM CEILING
8900 | SMITHS MILL N RD | 43054 | Not Required by DOW | 18876 | WATTS | 919QT | RP | 0.750 | 103979
8900 | SMITHS MILL N RD | 43054 | Active | 16523 | WATTS | 919QT | RP | 1.500 | 103982
8900 | SMITHS MILL N RD | 43054 | Removed | J037234REM | FEBCO | 825Y | RP | 2.000 | 3613347 | ***REMOVED***E OF THE FRONT POND IN A HOT BOX
8950 | SMITHS MILL N RD | 43054 | Active | VK-0906 | WATTS | COLT400 | RP | 3.000 | 3651019
9005 | SMITHS MILL N RD | 43054 | Active | 3444126 | WILKINS | 975 | RP | 2.000 | 103939 | NW MECHANICAL ROOM AT WATER METER
9005 | SMITHS MILL N RD | 43054 | Not Required by DOW | 3551669 | WILKINS | 975 | RP | 1.500 | 3608064 | AT METER
9005 | SMITHS MILL N RD | 43054 | LPS - Active |  |  |  | LPC |  | 3636880 | DOMESTIC PUMP - AT METER
9065 | SMITHS MILL N RD | 43054 | Active | 3914294 | WILKINS | 975 | RP | 1.000 | 3607495 | AT METER
9065 | SMITHS MILL N RD | 43054 | Active | 202373 | WATTS | 007M3QT | DC | 0.750 | 3618486 | HOT BOX NORTHEAST CORNER OF PROPERTY
9065 | SMITHS MILL N RD | 43054 | Active | 1826860214 | AMES | 3000SS | DCDA | 6.000 | 3618487 | HOT BOX NORTHEAST CORNER OF PROPERTY
9200 | SMITHS MILL N RD | 43054 | Active | X32731 | WILKINS | 375A | RP | 3.000 | 3616693 | SW CORNER OF BUILDING
9200 | SMITHS MILL N RD | 43054 | Not Required by DOW | X32732 | WILKINS | 375A | RP | 3.000 | 3616831 | R O WATER, SW CORNER OF BUILDING
9200 | SMITHS MILL N RD | 43054 | Not Required by DOW | 35990 | WATTS | LF719QT | DC | 0.750 | 3617006 | ABOVE CEILING IN RESEARCH AND DEVELOPMENT LABORATORY
9200 | SMITHS MILL N RD | 43054 | Not Required by DOW | 27199 | WATTS | LF919QT | RP | 1.250 | 3617008 | ELECTRICAL/MECHANICAL ROOM
9200 | SMITHS MILL N RD | 43054 | Not Required by DOW | 12124 | WATTS | 919QT | RP | 1.250 | 3623213 | PRODUCTION, S MIDDLE
9200 | SMITHS MILL N RD | 43054 | Not Required by DOW | LF21032 | WATTS | 919 | RP | 1.500 | 3630280 | MECHANICAL ROOM
7277 | SMITHS MILL RD | 43054-8195 | Active | 1363760904 | AMES | 3000SS | DCDA | 6.000 | 71735 | METER PIT SW CORNER OF PROPERTY OFF FOREST DRIVE
7277 | SMITHS MILL RD | 43054-8195 | Active | 416723 | WATTS | 909M1QT | RP | 2.000 | 71736 | MECH ROOM - NORTH SIDE OF BUILDING
7277 | SMITHS MILL RD | 43054-8195 | Active | 62405 | WATTS | 007QT | DC | 0.750 | 71738 | METER PIT SW CORNER OF PROPERTY OFF FOREST DRIVE
7277 | SMITHS MILL RD | 43054-8195 | Not Required by DOW | 296141 | WATTS | 007M3QT | DC | 0.750 | 102428 | WASH EQUIPMENT LAUNDRY BOX, IN CEILING
7277 | SMITHS MILL RD | 43054-8195 | Not Required by DOW | 466253 | APOLLO/CONBRACO | 40-107-A2 | DC | 1.500 | 102432 | @ LEFT SIDE ON WALL
7277 | SMITHS MILL RD | 43054-8195 | Not Required by DOW | 460013 | APOLLO/CONBRACO | 40-104-A2 | DC | 0.750 | 102433 | @ LEFT SIDE ON WALL
7277 | SMITHS MILL RD | 43054-8195 | Not Required by DOW | 426919 | APOLLO | RPLF40 | RP | 2.000 | 102434 | @ RIGHT SIDE ON WALL
7277 | SMITHS MILL RD | 43054-8195 | Not Required by DOW | 459584 | APOLLO/CONBRACO | 40-107-A2 | DC | 1.500 | 102435 | IN CEILING ABOVE WASHER
7277 | SMITHS MILL RD | 43054-8195 | Not Required by DOW | 459573 | APOLLO/CONBRACO | 40-107-A2 | DC | 1.500 | 102436 | IN CEILING ABOVE WASHER
7277 | SMITHS MILL RD | 43054-8195 | Not Required by DOW | 466259 | APOLLO/CONBRACO | 40-107-A2 | DC | 1.500 | 102437 | IN CEILING ABOVE WASHER
7277 | SMITHS MILL RD | 43054-8195 | Not Required by DOW | 466256 | APOLLO/CONBRACO | 40-107-A2 | DC | 1.500 | 102438 | IN CEILING ABOVE WASHER
7277 | SMITHS MILL RD | 43054-8195 | Not Required by DOW | 051836 | WATTS | 009M2 | RP | 1.500 | 3650329 | CENTER WEST MECH ROOM FOR LAWN IRRIGATION
7277 | SMITHS MILL RD | 43054-8195 | LPS - Active |  |  |  | LST |  | 3655522 | FIRE PUMP - PUMP ROOM
7320 | SMITHS MILL RD | 43054 | Active | 116717-0418 | WATTS | 774 | DCDA | 6.000 | 3636143
7320 | SMITHS MILL RD | 43054 | Active | 281363 | WATTS | 007M1QT | DC | 0.750 | 3636144 | FIRE SIDE CAR
7320 | SMITHS MILL RD | 43054 | Active | SD-1786 | WATTS | 957 | RP | 4.000 | 3636145 | IN HOTBOX AT METER PIT
7320 | SMITHS MILL RD | 43054 | Not Required by DOW | 459593 | WILKINS | 975XL2 | RP | 1.000 | 3640778
7320 | SMITHS MILL RD | 43054 | Not Required by DOW | 4637718 | WILKINS | 975XL2 | RP | 2.000 | 3640779
7320 | SMITHS MILL RD | 43054 | Not Required by DOW | 4637726 | WILKINS | 975XL2 | RP | 2.000 | 3640780
7320 | SMITHS MILL RD | 43054 | Not Required by DOW | 4310779 | WILKINS | 975XL | RP | 1.500 | 3648656 | BY HOTBOX
7333 | SMITHS MILL RD | 43054 | Active | 1217260802 | AMES | 3000SS | DCDA | 6.000 | 71812 | METER PIT
7333 | SMITHS MILL RD | 43054 | Active | 171039 | WATTS | 909 | RP | 3.000 | 71813 | MECH ROOM
7333 | SMITHS MILL RD | 43054 | Active | 171050 | WATTS | 909 | RP | 3.000 | 71814 | MECH ROOM WATER SERVICE 1452
7333 | SMITHS MILL RD | 43054 | Active | 54387 | WATTS | 007QT | DC | 0.750 | 71815 | METER PIT
7333 | SMITHS MILL RD | 43054 | Not Required by DOW | 107675 | WILKINS | 375 | RP | 4.000 | 71816 | ABOVE CEILING 1ST FLOOR THRU RADIOLOGY IN HOUSKEEPING CLOSET
7333 | SMITHS MILL RD | 43054 | Not Required by DOW | 407676 | WILKINS | 375 | RP | 4.000 | 71817 | Above Ceiling N E Entrance outside nutrition room
7333 | SMITHS MILL RD | 43054 | Not Required by DOW | W069427 | WILKINS | 975XL | RP | 1.250 | 71818 | MECH ROOM 1452
7333 | SMITHS MILL RD | 43054 | Not Required by DOW | W100105 | WILKINS | 975XL | RP | 2.000 | 71821 | RM 1451
7333 | SMITHS MILL RD | 43054 | Removed | 3402378REM | WILKINS | 975XL | RP | 1.500 | 101294 | STERILE ROOM-MECHANIC ROOM
7333 | SMITHS MILL RD | 43054 | Removed | 3476979REM | WILKINS | 975XL | RP | 1.500 | 101295 | STERILE ROOM-MECHANIC ROOM
7333 | SMITHS MILL RD | 43054 | Not Required by DOW | 26083 | WATTS |  | RP | 2.000 | 3629846 | ABOVE CART WASHER ON DOMESTIC HOT WATER FEED
7333 | SMITHS MILL RD | 43054 | Not Required by DOW | 26075 | WATTS |  | RP | 2.000 | 3629847 | ABOVE CART WASHER ON DOMESTIC COLD WATER FEED
7775 | SMITHS MILL RD | 43054- | Not Required by DOW | 433882 | WATTS | 909M1QT | RP | 2.000 | 89163 | DC 2 BOILER RM
7775 | SMITHS MILL RD | 43054- | Active | X03616 | WILKINS | 375 | RP | 6.000 | 89451 | MAIN BUILDING CONTAINMENT WATER METER ROOM
7775 | SMITHS MILL RD | 43054- | Not Required by DOW | X04457 | WILKINS | 375 | RP | 6.000 | 89452 | WATER METER ROOM
7775 | SMITHS MILL RD | 43054- | Not Required by DOW | 7775 | XX | XX | AG | 0.000 | 89453 | FIRE PUMP ROOM
7915 | SMITHS MILL RD | 43054 | Active | 253760 | WATTS | LF009M2QT | RP | 2.000 | 3653735 | HOT BOX NORTH SIDE OF PROPERTY
7915 | SMITHS MILL RD | 43054 | Active | XA-0259 | AMES | COLT300GV | DCDA | 10.000 | 3653736 | HOT BOX NORTH SIDE OF PROPERTY
7915 | SMITHS MILL RD | 43054 | Active | 72209 | AMES | 2000BM3 | DC | 0.750 | 3653737 | HOT BOX NORTH SIDE OF PROPERTY
8100 | SMITHS MILL RD | 43054-9263 | Not Required by DOW | 4273899 | WILKINS | 975XL | RP | 2.000 | 73311 | MEZZANINE FLOOR NE
8100 | SMITHS MILL RD | 43054-9263 | Not Required by DOW | B29613 | WILKINS | 975 | RP | 6.000 | 73313 | KITCHEN MECH ROOM
8100 | SMITHS MILL RD | 43054-9263 | Active | 30376 | WILKINS | 975 | RP | 6.000 | 73314 | KITCHEN MECH ROOM
8100 | SMITHS MILL RD | 43054-9263 | Not Required by DOW | 6300 | XX | XX | AG | 4.000 | 73315 | FIRE PUMP ROOM
8100 | SMITHS MILL RD | 43054-9263 | Active | 11036031122 | AMES | 3000SS | DCDA | 8.000 | 3654432 | KITCHEN MECH ROOM
8100 | SMITHS MILL RD | 43054-9263 | Active | 87421 | AMES | 2000B | DC | 0.750 | 3654433
8111 | SMITHS MILL RD | 43054 | Active | 126005 | AMES | 4000SS | RP | 4.000 | 103607 | meter bldg at property entrance
8111 | SMITHS MILL RD | 43054 | Active | N1206180113 | FEBCO | 856 | DCDA | 8.000 | 103648 | Meter Bldg at property entrance
8111 | SMITHS MILL RD | 43054 | Active | H017344 | FEBCO | 805Y | DC | 0.750 | 103649 | Meter Bldg at property entrance
8111 | SMITHS MILL RD | 43054 | Not Required by DOW | 39863 | WATTS | 919AQT | RP | 1.000 | 103650 | TRAINING BLDG E MECHANICAL ROOM
8111 | SMITHS MILL RD | 43054 | Not Required by DOW | 464188 | WATTS | 909M1QT | RP | 2.000 | 103651 | TRAINING BLDG E MECHANICAL ROOM
8111 | SMITHS MILL RD | 43054 | Not Required by DOW | 430307 | APOLLO/CONBRACO | 40207A2 | RP | 1.500 | 103652 | MAIN BLDG 2ND FL MECH RM BOILER MAKE UP
8111 | SMITHS MILL RD | 43054 | Not Required by DOW | 3579956 | WILKINS | 975XL | RP | 2.000 | 103653 | MAIN BLDG NW MECH RM
8111 | SMITHS MILL RD | 43054 | Not Required by DOW | 483662 | APOLLO/CONBRACO | 40208A4 | RP | 2.000 | 103654 | SHIPPING BLDG CENTER MECH RM
8111 | SMITHS MILL RD | 43054 | Not Required by DOW | 464935 | APOLLO/CONBRACO | 40208A4 | RP | 2.000 | 103655 | SHIPPING BLDG NW MECH RM
8111 | SMITHS MILL RD | 43054 | Not Required by DOW | NC-0128 | WATTS | 957 | RP | 4.000 | 3604065 | RISER MECHANICAL ROOM/HEAT EXCHANGER ROOM
8111 | SMITHS MILL RD | 43054 | Removed | 64188REM | WATTS | 909HWM1QT | RP | 2.000 | 3604066 | REMOVED - TRAINING BUILDING MECHANICAL ROOM
8111 | SMITHS MILL RD | 43054 | LPS - Active |  |  |  | LPC |  | 3635641 | DOMESTIC PUMP -
8200 | SMITHS MILL RD | 43054 | Active | 4973552XLTCU | WILKINS | 975XL2 | RP | 2.000 | 3654894 | FIRE PUMP ROOM
8200 | SMITHS MILL RD | 43054 | Active | 11036031122 | AMES | 3000SS | DCDA | 8.000 | 3658103
8200 | SMITHS MILL RD | 43054 | Active | 87421 | AMES | 2000M | DC | 0.750 | 3658104
8200 | SMITHS MILL RD | 43054 | LPS - Active |  |  |  | LST |  | 3658105 | FIRE PUMP - FIRE PUMP ROOM
8400 | SMITHS MILL RD | 43054-7154 | Active | H008892 | FEBCO | 805YB | DC | 0.750 | 94329 | RISER ROOM SHIPPING BLDG
8400 | SMITHS MILL RD | 43054-7154 | Active | F0608041049 | FEBCO | 876V | DCDA | 8.000 | 94330 | RISER ROOM SHIPPING BLDG
8400 | SMITHS MILL RD | 43054-7154 | Active | 102018 | WATTS | 994 | RP | 4.000 | 95801 | WATER METER RM BY GUARD HOUSE
8400 | SMITHS MILL RD | 43054-7154 | Active | 102086 | WATTS | 994 | RP | 4.000 | 95802 | WATER METER RM BY GUARD HOUSE
8400 | SMITHS MILL RD | 43054-7154 | Not Required by DOW | 00491 | WATTS | 009M2QT | RP | 1.000 | 96488 | MECH ROOM 2ND FLOOR
8400 | SMITHS MILL RD | 43054-7154 | Not Required by DOW | 36218 | WATTS | 009M2QT | RP | 1.250 | 96489 | MECH ROOM 1ST FLOOR
8400 | SMITHS MILL RD | 43054-7154 | Not Required by DOW | 09867 | WATTS | 009M2QT | RP | 1.000 | 96490 | MECH ROO 2ND FLOOR
8500 | SMITHS MILL RD | 43054 | Active | 1290410315 | AMES | 4000SS | RP | 4.000 | 3618099 | E DRIVEWAY ENTRANCE IN SILVER HOT BOX
8500 | SMITHS MILL RD | 43054 | Active | 1857140315 | AMES | 3000SS | DCDA | 8.000 | 3618207 | IN METER PIT AT EAST ENTRANCE
8500 | SMITHS MILL RD | 43054 | Active | 73935 | AMES | 2000B | DC | 0.750 | 3618208 | IN METER PIT AT EAST ENTRANCE
8500 | SMITHS MILL RD | 43054 | Not Required by DOW | 12693 | WATTS | 008PCQT | SVB | 0.500 | 3623215 | SLOP SINK FAUCET, 3RD FL JANITOR CLOSET #367
8500 | SMITHS MILL RD | 43054 | Not Required by DOW | 15004 | WATTS | 008PCQT | SVB | 0.500 | 3623216 | SLOP SINK FAUCET, 4TH FL JANITOR CLOSET #467
8500 | SMITHS MILL RD | 43054 | Not Required by DOW | 14962 | WATTS | 008PCQT | SVB | 0.500 | 3623217 | SLOP SINK FAUCET, JANITOR'S CLOSET #191A 1ST FL
8500 | SMITHS MILL RD | 43054 | Not Required by DOW | 12199 | WATTS | 008PCQT | SVB | 0.500 | 3623218 | SLOP SINK FAUCET, 2ND FL JANITOR CLOSET #201
8500 | SMITHS MILL RD | 43054 | Not Required by DOW | 06587 | WATTS | 008PCQT | SVB | 0.500 | 3623219 | SLOP SINK FAUCET, 3RD FL JANITOR CLOSET #301
8500 | SMITHS MILL RD | 43054 | Not Required by DOW | 12991 | WATTS | 008PCQT | SVB | 0.500 | 3623220 | HOSE SPRAYER, 1ST FL KITCHEN DISHWASHING AREA
8500 | SMITHS MILL RD | 43054 | Not Required by DOW | H885890 | FEBCO | 765 | PVB | 0.750 | 3623221 | OUTSIDE ON WEST ROOFTOP
8500 | SMITHS MILL RD | 43054 | Not Required by DOW | 12200 | WATTS | 008PCQT | SVB | 0.500 | 3623222 | SLOP SINK FAUCET, 2ND FL JANITOR CLOSET #267
8500 | SMITHS MILL RD | 43054 | Not Required by DOW | 4612385 | WILKINS | 975XL2 | RP |  | 3650835
8500 | SMITHS MILL RD | 43054 | Not Required by DOW | X43074 | WILKINS | 375A | RP |  | 3650836
8511 | SMITHS MILL RD | 43031 | Active | 123602 | WATTS | LF009M2QT | RP | 1.500 | 3656686 | FRONT OF STORE IN HOT BOX
8820 | SMITHS MILL RD | 43054 | Active | X33407 | WILKINS | 375A | RP | 3.000 | 3619768 | WTR MTR RM DOOR TO RM ON S SIDE OF BLDG
8820 | SMITHS MILL RD | 43054 | Not Required by DOW | [5 empty] | 3635996
8860 | SMITHS MILL RD | 43054 | Active | 289C | WILKINS | 375AST | RP | 3.000 | 101761 | EAST MECHANICAL ROOM
8860 | SMITHS MILL RD | 43054 | Not Required by DOW | W384984 | WILKINS | 975XL | RP | 0.500 | 3603616 | BOILER ROOM
8860 | SMITHS MILL RD | 43054 | Not Required by DOW | 40648 | WATTS | 919AQT | RP | 0.750 | 3603617 | CHILLER ROOM
8860 | SMITHS MILL RD | 43054 | Removed | 382805REM | WILKINS | 720A | PVB | 2.000 | 3603618 | REMOVED-SE END OF BUILDING OUTSIDE
8860 | SMITHS MILL RD | 43054 | Not Required by DOW | 4128434 | WILKINS | 975 | RP | 1.000 | 3613694 | MIDDLE WAREHOUSE
8860 | SMITHS MILL RD | 43054 | Not Required by DOW | 58547 | WATTS | LF919QT | RP | 0.750 | 3613803 | Deco. area
8885 | SMITHS MILL RD | 43054 | Active | 877C | WILKINS | 375AST | RP | 4.000 | 3609354 | MAKE UP WATER TO HVAC SYSTEM, 2ND FL BOILER RM
8885 | SMITHS MILL RD | 43054 | Active | 694C | WILKINS | 375AST | RP | 4.000 | 3611686 | MAKE UP WATER TO HVAC SYSTEM, 2ND FL BOILER RM
8885 | SMITHS MILL RD | 43054 | Active | 57091 | WATTS | LF919QT | RP | 0.750 | 3611687 | HAND HELD BIDET SPRAYERS, NEXT TO MOP SINK IN JANITORS CLOSET 1ST FL S SIDE
8885 | SMITHS MILL RD | 43054 | Active | 4016404 | WILKINS | 975XL | RP | 0.750 | 3611688 | S SIDE MECHANICAL ROOM ON MEZZANINE
8885 | SMITHS MILL RD | 43054 | Active | 54702 | WATTS | LF919QT | RP | 0.750 | 3611689 | IN FENCE ON MEZZANINE NEXT TO SPRINKLER AIR COMPRESSOR
8885 | SMITHS MILL RD | 43054 | Active | 194C | WILKINS | 375AST | RP | 6.000 | 3615383 | 1ST FLOOR MECHANICAL ROOM-CHILLER ROOM
8885 | SMITHS MILL RD | 43054 | Active | 1944C | WILKINS | 375AST | RP | 6.000 | 3615384 | 1ST FLOOR MECHANICAL ROOM-CHILLER ROOM
8885 | SMITHS MILL RD | 43054 | Active | 4012500 | WILKINS | 975XL | RP | 2.000 | 3615385 | 1ST FLOOR MECHANICAL ROOM-CHILLER ROOM
8885 | SMITHS MILL RD | 43054 | Active | 159783 | WATTS | LF009QT | RP | 0.500 | 3626434
8885 | SMITHS MILL RD | 43054 | Active | 47026 | WATTS | LF009QT | RP | 0.500 | 3626435 | INDUSTRIAL WASH DOWN EQUIPMENT
9000 | SMITHS MILL RD | 43054 | Active | UE-0022 | WATTS | 957 | RP | 3.000 | 102468 | MECHANICAL ROOM
9040 | SMITHS MILL RD UNIT A | 43054 | Active | LJ-0459 | WATTS | 957 BF | RP | 4.000 | 101702 | E SIDE OF BLDG IN COMPOUND RM
9040 | SMITHS MILL RD UNIT A | 43054 | Not Required by DOW | LJ-0547 | WATTS | 957 | RP | 4.000 | 102354 | NEAR WATER METER
9040 | SMITHS MILL RD UNIT A | 43054 | Not Required by DOW | LK-0841 | WATTS | 957 | RP | 4.000 | 102355 | NEAR WATER METER
9040 | SMITHS MILL RD UNIT B | 43054 | Active | 13957 | WILKINS | 375 | RP | 4.000 | 3633296 | NEXT TO METER NEAR TANK BAY
9040 | SMITHS MILL RD UNIT B | 43054 | Removed | 26601REM | WATTS | LF919QT | RP | 1.500 | 3648996 | WATER ROOM ABOVE CLARIFIER TANKS
2332 | SMOKEHILL DR | 43228-8242 | Active | Hf77454 | FEBCO | 765 | PVB | 0.750 | 98625 | RIGHT SIDE OF HOUSE
1932 | SMOKY MEADOW DR | 43235-4380 | Active | CB081404 | WILKINS | 720A | PVB | 0.750 | 95674 | RIGHT SIDE
6851 | smoky row rd | [7 empty] | 3659635
6899 | SMOKY ROW RD | 43235-2034 | Not Required by DOW | 1196481 | WILKINS | 975XL | RP | 2.000 | 70901 | WESTWALL MECH ROOM OF CHURCH
6899 | SMOKY ROW RD | 43235-2034 | Not Required by DOW | 112942 | AMES | 2000SS | DC | 3.000 | 98940 | SOUTH MECHANIC ROOM OF CHURCH
6899 | SMOKY ROW RD | 43235-2034 | Not Required by DOW | 4769430 | WILKINS | 975XL2 | RP | 0.750 | 100107 | MECHANIC ROOM
6899 | SMOKY ROW RD | 43235-2034 | Active | YE-2065 | AMES | COLT 400 | RP | 6.000 | 3635299 | IN HOT BOX AT PIT
6909 | SMOKY ROW RD | 43235-2034 | Active | 052192 | WATTS | LF009 | RP | 1.000 | 3532316 | AT METER
7560 | SMOKY ROW RD | 43235-1944 | Active | A08810 | WATTS | 007QT | DC | 2.000 | 87517 | NORTH UTILITY/LAUNDRY ROOM
7560 | SMOKY ROW RD | 43235-1944 | Due Install |  |  |  | RP | 2.000 | 3656376 | NORTH UTILITY/LAUNDRY ROOM
7854 | SMOKY ROW RD | 43065-7682 | Active | 297347 | WATTS | LF009M3QT | RP | 0.750 | 3532381 | NW BY COMPRESSORS AT WATER METER
8615 | SMOKY ROW RD | 43065-9201 | Active | 09204 | WATTS | 007M1QT | DC | 1.500 | 103483 | 8635 SMOKEY ROW MECH ROOM -FOR LIMITED FIRE
8725 | SMOKY ROW RD | 43065-8805 | Not Required by DOW | 52825 | WATTS | LF008 | PVB | 0.500 | 3532405 | IN CEILING RIGHT SIDE OF 2 COMPARTMENT WASH SINK
8725 | SMOKY ROW RD | 43065-8805 | Not Required by DOW | 52645 | WATTS | LF008 | PVB | 0.500 | 3656996 | IN CEILING RIGHT SIDE OF 2 COMPARTMENT WASH SINK
8725 | SMOKY ROW RD | 43065-8805 | Active | 21H035 | BEECO | FRP1.50QT | RP | 1.500 | 3657113 | REAR LEFT MECH ROOM 8725 SMOKY ROW
7860 | SMOKY ROW RD UNIT SW | 43235- | Active | 54248 | WATTS | LF919QT | RP | 1.000 | 3614902 | MECH/RISER RM - MID N Outside door AT WATER METER
7860 | SMOKY ROW RD UNIT SW | 43235- | Active | PH-1711 | AMES | COLT 300GV | DCDA | 6.000 | 3615035 | PIT 100' E OF STREET N SIDE OF DRIVEWAY
7860 | SMOKY ROW RD UNIT SW | 43235- | Active | 39632 | AMES | 2000BM3 | DC | 0.750 | 3615036 | PIT 100' E OF STREET
5305 | SNIDER LOOP | 43054-6030 | Active | H567879 | FEBCO | 765 | PVB | 0.750 | 97197 | RIGHT SIDE
5310 | SNIDER LOOP | 43054 | Active | CB987451 | WILKINS | 720A | PVB | 0.750 | 98837 | RIGHT SIDE OF HOUSE
5340 | SNIDER LOOP | 43054 | Active | T339957 | WILKINS | 720A | PVB | 0.750 | 3601468 | LEFT FRONT
5350 | SNIDER LOOP | 43054-6030 | Active | T097094 | WILKINS | 720A | PVB | 0.750 | 102535
5355 | SNIDER LOOP | 43054 | Active | CB093045 | WILKINS | 720A | PVB | 0.750 | 3601659
5445 | SNIDER LOOP | 43054 | Active | T191465 | WILKINS | 720A | PVB | 0.750 | 3601710 | RIGHT SIDE OF HOUSE
1813 | SNOUFFER RD | 43085-2995 | Active | 66719 | WATTS | 009M2qt | RP | 0.750 | 56285 | BASEMENT W WALL AT WATER METER
1845 | SNOUFFER RD | 43085-2995 | Removed | 1845REM | WATTS | U009AQT | RP | 0.750 | 56395 | ***REMOVED***BASEMENT AT METER
1845 | SNOUFFER RD | 43085-2995 | Active | CB113908 | WILKINS | 720A | PVB | 0.750 | 3615180 | LEFT CENTER BY GAS MTR
2341 | SNOUFFER RD | 43085-2805 | Not Required by DOW | 358014 | WATTS | 909QT | RP | 1.000 | 58018 | BOILER ROOM - Phoenix
2341 | SNOUFFER RD | 43085-2805 | Not Required by DOW | 587997 | WATTS | 909QT | RP | 1.000 | 58020 | BOILER ROOM - Phoenix
2341 | SNOUFFER RD | 43085-2805 | Active | UD-1400 | WATTS | 957 | RP | 4.000 | 3638152 | NE METER ROOM THRU WORKOUT ROOM AT WATER METER
2341 | SNOUFFER RD | 43085-2805 | Active | 1988390620 | AMES | 3000SS | DCDA | 8.000 | 3647167 | IN HOT BOX NE N OF NE CORNER OF SCHOOL
2341 | SNOUFFER RD | 43085-2805 | Active | 84061 | AMES | 2000B | DC | 0.750 | 3647168 | IN HOT BOX N OF NE
2811 | SNOUFFER RD | 43235 | Active | 32842 | WATTS | LF919QT | RP | 2.000 | 3636016 | GYM / MECH ROOM AT WATER METER
2825 | SNOUFFER RD | 43235-2053 | Due Install |  |  |  | RP |  | 3532572 | AT WATER METER
2855 | SNOUFFER RD | 43235-2053 | Due Install |  |  |  | RP | 0.750 | 3532574 | BACK MECH/FURN ROOM AT WATER METER
2870 | SNOUFFER RD | 43235- | Active | 1817421213 | AMES | 3000CIV | DCDA | 6.000 | 3608013 | 2 MAN PIT E OF DRIVEWAY
2870 | SNOUFFER RD | 43235- | Active | 21764 | WATTS | 007M1PCQT | DC | 0.750 | 3613280 | 2 MAN PIT E OF DRIVEWAY
2870 | SNOUFFER RD | 43235- | Active | 1281710514 | AMES | 4000CIV | RP | 4.000 | 3613281 | HOT BOX AT PIT E OF DRIVEWAY
2919 | SNOUFFER RD | 43235- | Active | 36081 | FEBCO | 825Y | RP | 1.000 | 59575 | E/SIDE ASHEVILLE PK 20' N MTR BOX
2920 | SNOUFFER RD | 43235-2054 | Active | 41457 | AMES | 2000BM3 | DC | 0.750 | 3618358 | PIT W OF ENTRANCE
2920 | SNOUFFER RD | 43235-2054 | Active | PL-3109 | AMES | COLT 300GV | DCDA | 6.000 | 3618563 | PIT W OF ENTRANCE
2920 | SNOUFFER RD | 43235-2054 | Active | PL-2698 | AMES | COLT 400 | RP | 4.000 | 3618564 | HOT BOX AT PIT W OF ENTRANCE
2939 | SNOUFFER RD | 43235- | Active | AJBK0382 | WILKINS | 375XL | RP | 1.000 | 59596 | W/SIDE ASHEVILLE PK AT F/BOX
3386 | SNOUFFER RD | 43235-5707 | Due Install |  |  |  | RP | 1.500 | 3532577 | BSMNT SW OF S BLDG AT WATER METER
3386 | SNOUFFER RD | 43235-5707 | Due Install |  |  |  | DCDA | 6.000 | 3639076 | IN PIT FRONT CENTER
3492 | SNOUFFER RD | 43235-2746 | Active | 4727921 | WILKINS | 975XL2 | RP | 1.000 | 3532583 | BSMNT MECH/FURN ROOM AT WATER METER
3492 | SNOUFFER RD | 43235-2746 | Due Install |  |  |  | DCDA | 6.000 | 3629717 | IN PIT E OF DRIVEWAY
3496 | SNOUFFER RD | 43235-5713 | Active | ACS5474 | WILKINS | 975XL2 | RP | 1.500 | 3532584 | BSMNT MECH/FURN ROOM AT WATER METER (MECH ROOM CODE IS 2367)
3500 | SNOUFFER RD | 43235-2776 | Active | 4742505 | WILKINS | 975XL2 | RP | 1.000 | 3532585 | BSMNT MECH/FURN ROOM AT WATER METER
3530 | SNOUFFER RD | 43235-2702 | Active | 29435 | WATTS | 919QT | RP | 1.500 | 3532588 | MECH ROOM MIDDLE OF BUILDING
3740 | SNOUFFER RD | 43235-2777 | Active | 126880 | WATTS | 009QT | RP | 0.750 | 61631 | SE STORAGE/HVAC UNIT W/FURN-HWT AT WATER METER ...BEHIND LEASING OFFICE
3760 | SNOUFFER RD | 43235-3710 | Active | 0003239 | AMES | 4000B | RP | 1.000 | 61690 | "D" MECH RM @ WATER MTR DAYCARE FURN RM -MID E UTILITY
3766 | SNOUFFER RD | 43235-2778 | Active | 51055 | WILKINS | 975XL | RP | 0.750 | 61700 | IN FRONT OF GARAGE AREA
3899 | SNOUFFER RD | 43235- | Active | 24299 | WATTS | 919QT | RP | 1.500 | 62083 | 6630 SAWMILL RD,-HONEY BAKED HAM, BK OF BLDG BY HWT, WATER CLOSET BACK
3899 | SNOUFFER RD | 43235- | Replaced | REP71081 | WATTS | 009QT | RP | 0.750 | 62084 | REPLACED- CEILING ABOVE HOOD 6694 SAWMILL MCCLELLAN PUB
3899 | SNOUFFER RD | 43235- | Active | XL-1264 | WATTS | 957 | RP | 3.000 | 62085 | 6670 SAWMILL E WALL REAR BLDG @ BK DOORS FRESH THYME
3899 | SNOUFFER RD | 43235- | Active | 3732491 | WILKINS | 975XL | RP | 2.000 | 103392 | 6666 SAWMILL @ BK DR E OUTSIDE WALL-SALON LOFTS BK STORAGE
3899 | SNOUFFER RD | 43235- | Active | 29569 | WATTS | 919QT | RP | 0.750 | 3609536 | 6694 SAWMILL CEILING ABOVE OVEN IN HOOD MCCLELLAN PUB
3899 | SNOUFFER RD | 43235- | Active | 1824460114 | AMES | 3000SS | DCDA | 4.000 | 3610018 | 6670 SAWMILL FRESH THYME MECH RM E OSD
3899 | SNOUFFER RD | 43235- | Active | 71688 | AMES | 2000B | DC | 0.750 | 3610019 | 6670 SAWMILL, FRESH THYME, MECH RM E OUTSIDE DR "5737"
3899 | SNOUFFER RD | 43235- | Active | W400981 | WILKINS | 975XL2 | RP | 0.500 | 3616959 | 6670 SAWMILL RD FRESH THYME ABOVE PRODUCE DISPLAY
3899 | SNOUFFER RD | 43235- | Active | 03319 | WATTS | LF008PCQT | SVB | 0.750 | 3616960 | 6670 SAWILL RD. FRESH THYME AT SUPPLY MOP SINK
3899 | SNOUFFER RD | 43235- | Active | 02777 | WATTS | LF008PCQT | PVB | 0.750 | 3622974 | 6670 SAWMILL RD, DELI
3899 | SNOUFFER RD | 43235- | Active | 140169 | WILKINS | 975XL | RP | 0.500 | 3622975 | 6670 SAWMILL -UNDER SINK IN DELI
3899 | SNOUFFER RD | 43235- | Active | 03357 | WATTS |  | PVB | 0.750 | 3622976 | 6670 SAWMILL -PREP SINK, PRODUCE
3899 | SNOUFFER RD | 43235- | Active | 11901681 | WILKINS | 975XL | RP | 0.500 | 3622977 | 6670 SAWMILL -ON WALL IN PRODUCE JUICING AREA
3899 | SNOUFFER RD | 43235- | Active | 11401685 | WILKINS | 975XL | RP | 0.500 | 3622978 | 6670 SAWMILL -UNDER SINK IN MEAT PREP
3899 | SNOUFFER RD | 43235- | Active | 02340 | WATTS |  | PVB | 0.750 | 3622979 | 6670 SAWMILL -MEAT PREP SINK
3899 | SNOUFFER RD | 43235- | Due Install |  |  |  | RP |  | 3636440 | IN HOT BOX A PIT AT SNOUFFER
3760 | SNOUFFER RD UNIT A | 43235-3710 | Due Install |  |  |  | RP | 1.000 | 3628065 | N UTLTY/FURN RM OF DAYCARE, SERVS N UNITS E THRU J (N PART OF DAYCARE)
1890 | SNOUFFER RD UNIT SW | 43085-2994 | Active | 11158 | WATTS | 919AQT | RP | 1.000 | 96868 | LEFT OF WATER METER
2961 | SNOWBERRY LN | 43026-7755 | Active | 152899 | FEBCO | 765 | PVB | 0.750 | 59617 | LEFT SIDE FRONT
2997 | SNOWBERRY LN | 43026-7755 | Active | CB325195 | WILKINS | 720A | PVB | 0.750 | 3580012 | RIGHT SIDE OF HOUSE
7110 | SNOWDROP CT | 43016 | Active | T182992 | WILKINS | 720A | PVB | 0.750 | 3605815 | LEFT FRONT
7134 | SNOWDROP CT | 43016 | Active | CB113756 | Wilkins | 720A | PVB | 0.750 | 3608286 | LEFT FRONT
7142 | SNOWDROP CT | 43016 | Active | T085840 | WILKINS | 720A | PVB | 0.750 | 103708 | RIGHT SIDE
7142 | SNOWDROP CT | 43016 | Active | 4212601 | WILKINS | 975XL | RP | 0.750 | 3616790 | IN THE BASEMENT AT THE SUMP PUMP
7142 | SNOWDROP CT | 43016 | Due Install |  |  |  | RP |  | 3658997
3946 | SNOWSHOE AVE | 43123 | Active | T427485 | WILKINS | 720A | PVB | 0.750 | 102929 | BACK LEFT
4855 | SNOWY CREEK DR | 43123-8052 | Active | 100218 | WATTS | 800M4QT | PVB | 0.750 | 97129 | RIGHT SIDE OF HOUSE
4915 | SNOWY CREEK DR | 43123-8054 | Active | CB844476 | WILKINS | 720A | PVB | 0.750 | 101350 | RIGHT SIDE
4927 | SNOWY CREEK DR | 43123-8054 | Active | A151131 | WILKINS | 720A | PVB | 0.750 | 87541 | RIGHT SIDE
4975 | SNOWY CREEK DR | 43123 | Active | T340020 | WILKINS | 720A | PVB | 0.750 | 3595809 | LEFT SIDE
5023 | SNOWY CREEK DR | 43123-8074 | Active | T038738 | WILKINS | 720A | PVB | 0.750 | 100501 | ON RIGHT SIDE OF HOUSE
5026 | SNOWY CREEK DR | 43123-8076 | Active | CB799395 | WILKINS | 720A | PVB | 0.750 | 101392 | ON THE RIGHT SIDE OF THE HOUSE
5035 | SNOWY CREEK DR | 43123-8074 | Active | F031304 | WILKINS | 720A | PVB | 0.750 | 97418 | BEHIND GARAGE
5071 | SNOWY CREEK DR | 43123-8074 | Active | H339890 | FEBCO | 765 | PVB | 0.750 | 92447 | LEFT SIDE
5083 | SNOWY CREEK DR | 43123-8074 | Active | H509295 | FEBCO | 765 | PVB | 0.750 | 88553 | LEFT SIDE OF HOUSE
4444 | SNOWY MEADOW DR | 43123 | Active | G241356 | WILKINS | 720A | PVB | 0.750 | 99702 | RIGHT SIDE OF HOUSE
4489 | SNOWY MEADOW DR | 43123 | Active | CB008100 | WILKINS | 720A | PVB | 0.750 | 103696 | LEFT SIDE OF HOUSE
4662 | SNOWY MEADOW DR | 43123-8116 | Active | F023714 | WILKINS | 720A | PVB | 0.750 | 98363 | LEFT SIDE
2400 | SOBECK RD | 43232-3801 | Due Install |  |  |  | DCDA | 4.000 | 3532692
2400 | SOBECK RD | 43232-3801 | Due Install |  |  |  | RP | 1.000 | 3652609
2450 | SOBECK RD | 43232-3801 | Active | WG-2353 | AMES | COLT- 400 | RP | 6.000 | 3532693 | ON MAIN DRIVE (SE ENTRANCE) IN STAND ALONE HOT BOX
3463 | SOCIETY HILL CT | 43219-3082 | Replaced | REPT038617 | FEBCO | 765 | PVB | 0.750 | 92828 | REPLACED- FRONT OF HOUSE
3463 | SOCIETY HILL CT | 43219-3082 | Active | H809756 | FEBCO | 765 | PVB | 0.750 | 3609921 | FRONT OF HOUSE
3106 | SOMERFORD RD | 43221-1922 | Active | CB214693 | WILKINS | 720 | PVB | 0.750 | 3532729 | LEFT SIDE OF HOUSE
3380 | SOMERFORD RD | 43221-1439 | Active | 200302 | WILKINS | 720A | PVB | 0.750 | 60552 | RIGHT SIDE OF HOUSE
7688 | SOMERLY CT | 43054 | Active | 9511 | FEBCO | 765 | PVB | 0.750 | 72513 | REAR OF HOUSE
7689 | SOMERLY CT | 43054 | Active | H070217 | FEBCO | 765 | PVB | 0.750 | 72517 | FRONT LEFT SIDE OF HOUSE
7696 | SOMERLY CT | 43054-8429 | Active | AC7224 | FEBCO | 765 | PVB | 0.750 | 72540 | FRONT OF HOUSE
7697 | SOMERLY CT | 43054-8429 | Active | AC7307 | FEBCO | 765 | PVB | 0.750 | 72543 | FRONT OF HOUSE
8397 | SOMERSET DR | 43017-8889 | Active | CB451690 | WILKINS | 720A | PVB | 1.000 | 73782 | LEFT SIDE FRONT
8309 | SOMERSET WAY | 43017-8889 | Replaced | REPW104458 | WILKINS | 975XL | RP | 1.000 | 73693 | REPLACED- REAR OF HOUSE LEFT
8309 | SOMERSET WAY | 43017-8889 | Removed | 4110252REM | WILKINS | 975XL | RP | 0.750 | 3609931 | BACK OF HOUSE
8309 | SOMERSET WAY | 43017-8889 | Duplicate | DUP4110252 | WILKINS | 975XL | RP | 1.000 | 3611382 | **DUPLICATE** REAR OF HOUSE LEFT
8317 | SOMERSET WAY | 43017-8889 | Removed | G215546REM | WILKINS | 720A | PVB | 0.750 | 73699 | LEFT FRONT
8341 | SOMERSET WAY | 43017 | Active | H129002 | FEBCO | 765 | PVB | 0.750 | 73723 | LEFT FRONT
8348 | SOMERSET WAY | 43017-8890 | Active | 114169 | FEBCO | 765 | PVB | 1.000 | 73726 | RIGHT SIDE REAR
8356 | SOMERSET WAY | 43017 | Active | 779803 | WILKINS | 720A | PVB | 0.750 | 3587007 | FRONT OF HOUSE
8357 | SOMERSET WAY | 43017 | Active | T390505 | WILKINS | 720 | PVB | 0.750 | 3587958 | LEFT FRONT
8364 | SOMERSET WAY | 43017 | Active | T432127 | WILKINS | 720A | PVB | 0.750 | 3589178 | FRONT OF HOUSE
8365 | SOMERSET WAY | 43017 | Active | EAJ6137 | WILKINS | 720A | PVB | 1.000 | 73761 | RIGHT SIDE
8388 | SOMERSET WAY | 43017-8890 | Active | G208451 | WILKINS | 720A | PVB | 0.750 | 93384 | LEFT SIDE
8389 | SOMERSET WAY | 43017 | Active | T415403 | WILKINS | 720A | PVB | 0.750 | 73772 | RIGHT FRONT OF HOUSE
2773 | SONATA DR | 43209-3215 | Active | H070119 | FEBCO | 765 | PVB | 1.000 | 59266
2444 | SONNINGTON DR | 43016-9212 | Active | EAJ0702 | WILKINS | 720A | PVB | 0.750 | 3532942 | LEFT SIDE
2140 | SONORA DR | 43123 | Active | 551232 | WATTS | 909QT | RP | 1.000 | 57425 | NEXT TO METER IN MECH.ROOM
2237 | SONORA DR | 43123-2903 | Active | 950881 | WILKINS | 975 | RP | 0.750 | 57707 | MECH ROOM FRONT CENTER OF BUILDING
2320 | SONORA DR | 43123-2423 | Not Required by DOW | 9411071415 | FEBCO | 880 | RP | 4.000 | 57943 | FRONT CENTER OF BUILDING--UTILITY ROOM
2320 | SONORA DR | 43123-2423 | Active | PH-2724 | WATTS | 957 | RP | 3.000 | 3613795 | Meter house front of main building
2320 | SONORA DR | 43123-2423 | Active | 116001 | WATTS | 774DCDA | DCDA | 8.000 | 3613831 | In out building in front of property
2320 | SONORA DR | 43123-2423 | Active | 21330 | WATTS | 007M2QT | DC | 0.750 | 3613832 | In out building in front of property
2346 | SONORA DR | 43123-2459 | Due Install |  |  |  | RP | 6.000 | 3532973
8777 | SORRENTO CT | 43017 | Active | T096958 | WILKINS | 720A | PVB | 0.750 | 102475 | RIGHT FRONT BY GAS MTR
8785 | SORRENTO CT | 43016 | Active | T132311 | WILKINS | 720A | PVB | 0.750 | 102628 | LEFT FRONT
8790 | SORRENTO CT | 43016 | Active | CB235943 | WILKINS | 720A | PVB | 0.750 | 101979 | RIGHT SIDE
8793 | SORRENTO CT | 43016 | Active | T074326 | WILKINS | 720A | PVB | 0.750 | 101337 | LEFT SIDE
8798 | SORRENTO CT | 43016 | Active | EAD4150 | WILKINS | 720A | PVB | 0.750 | 102156 | RIGHT FRONT
7044 | SOUDER DR | 43054 | Active | CAA4849 | WILKINS | 720 | PVB | 0.750 | 3646555
7000 | SOUDER RD | 43054 | Active | 21484 | WATTS | 007M1QT | DC | 0.750 | 3604420 | BACK OF BUILDING MECHANICAL ROOM
7000 | SOUDER RD | 43054 | Active | 181101 | AMES | 3000SS | DCDA | 6.000 | 3605647 | BACK OF BUILDING MECHANICAL ROOM
7000 | SOUDER RD | 43054 | Active | 21697 | WATTS | 919 | RP | 2.000 | 3638968 | BACK OF BLDG MECH RM
7000 | SOUDER RD | 43054 | Not Required by DOW | 16408 | WATTS | LF919QT | RP | 1.500 | 3648269 | Mechanical Room
7000 | SOUDER RD | 43054 | Not Required by DOW | 13809 | WATTS | 919QT | RP | 1.000 | 3648393 | MECHANICAL ROOM
7300 | SOUDER RD BLDG A | 43054 | Active | 294211 | WATTS | 009M2-FP | RP | 2.000 | 100839 | HOT BOX (GREEN) 300' OF LAST DRIVE
7300 | SOUDER RD BLDG A | 43054 | Active | 19293 | WATTS | 007M2QT | DC | 0.750 | 100840 | IN PIT APPROX 300' N OF END OF BLACKTOP NEXT TO HOT BOX N PIT
7300 | SOUDER RD BLDG A | 43054 | Active | 1137970710 | WATTS | 774DCDA | DCDA | 8.000 | 100841 | APPROX 300' N OF END OF BLACKTOP NEXT TO HOT BOX IN PIT
7300 | SOUDER RD BLDG A | 43054 | Active | AG-7300A | Watts | XX | AG | 2.000 | 100844 | PUMP ROOM B - ROOM #134
7300 | SOUDER RD BLDG A | 43054 | Active | AG-7300B | Watts | XX | AG | 2.000 | 100845 | PUMP ROOM A - ROOM #133
7300 | SOUDER RD BLDG A | 43054 | Not Required by DOW | 18035 | WATTS | 919QT | RP | 2.000 | 100846 | CHILLER PLANT
7300 | SOUDER RD BLDG A | 43054 | Not Required by DOW | 18042 | WATTS | 919QT | RP | 2.000 | 100847 | CHILLER PLANT (A)
7300 | SOUDER RD BLDG A | 43054 | Not Required by DOW | 02489 | WATTS | 919 | RP | 0.500 | 100848 | CHILLER PLANT (A)
7300 | SOUDER RD BLDG A | 43054 | Not Required by DOW | 02727 | WATTS | 919 | RP | 0.500 | 100849 | CHILLER PLANT (B)
7300 | SOUDER RD BLDG A | 43054 | Not Required by DOW | 09955 | WATTS | 919QT | RP | 1.250 | 103423 | WELL WATER, MECH RM (GATOR RM) BY CHILLERS
7300 | SOUDER RD BLDG A | 43054 | Not Required by DOW | 61986 | WATTS | LF919QT | RP | 0.750 | 3613833 | Air gallery (east).
7300 | SOUDER RD BLDG B | 43054 | Active | 296736 | WATTS | 009M2-FP | RP | 2.000 | 100838 | HOT BOX NORTH OF FIRST ENTRANCE
7300 | SOUDER RD BLDG B | 43054 | Active | 18045 | WATTS | 007M2QT | DC | 0.750 | 100842 | IN PIT E OF SOUDER BY GATE ON SIDE STREET S PIT
7300 | SOUDER RD BLDG B | 43054 | Active | 1122440408 | WATTS | 774DCDA | DCDA | 8.000 | 100843 | IN PIT E OF SOUDER BY GATE ON SIDE STREET S PIT
3305 | SOUTH BLVD | 43204 | Active | 80690 | WATTS | 919 | RP | 1.000 | 3655832 | MEHCHANICAL ROOM BEHIND RESTROOMS
3385 | SOUTH BLVD | 43204-1213 | Active | 2913F | WILKINS | 350ASTDAR | DCDA | 6.000 | 3533023 | ELECTRICAL ROOM
3385 | SOUTH BLVD | 43204-1213 | Active | 24861 | WATTS | 919QT | RP | 2.000 | 3629787
3385 | SOUTH BLVD | 43204-1213 | Active | HC69303 | WILKINS | 350XLD | DC | 0.750 | 3656357 | ELECTRICAL ROOM
3407 | SOUTH BLVD | 43204- | Due Install |  |  |  | RP | 1.000 | 3533024
3421 | SOUTH BLVD | 43204-1213 | Removed | 18212REM | WATTS | 009M3QT | RP | 0.750 | 60678 | REMOVED-UNDER SINK CENTER BUILDING
3421 | SOUTH BLVD | 43204-1213 | Active | 18215 | WATTS | 009M3QT | RP | 0.750 | 60679 | OVER AUTO PROCESSOR IN CEILING
3421 | SOUTH BLVD | 43204-1213 | Due Install |  |  |  | RP | 0.750 | 3639563 | IN CABINET UNDER SINK IN BACK BATHROOM.
3431 | SOUTH BLVD | 43204- | Removed | 412383REM | WATTS | 909QT | RP | 0.750 | 60721 | REMOVED-POOL PUMP ROOM
3431 | SOUTH BLVD | 43204- | Due Install |  |  |  | RP | 0.750 | 3635549 | MTR IS IN BACK IN WOMENS RESTROOM BY TOILET
7568 | SOUTH GOODRICH SQ | 43054-8932 | Active | T021202 | WILKINS | 720AU | PVB | 1.000 | 72256 | BACK OF HSE
7582 | SOUTH GOODRICH SQ | 43054-8932 | Active | DA5940 | FEBCO | 765 | PVB | 1.000 | 72274 | LEFT SIDE OF HOUSE
7595 | SOUTH GOODRICH SQ | 43054-8931 | Active | EAF5650 | WILKINS | 720 | PVB | 0.750 | 72291 | RT SIDE
7596 | SOUTH GOODRICH SQ | 43054-8932 | Active | T488961 | WILKINS | 720A | PVB | 1.000 | 72293 | LEFT FRONT
7607 | SOUTH GOODRICH SQ | 43054-8931 | Active | T382294 | WILKINS | 720A | PVB | 0.750 | 72328 | WEST SIDE OF HOUSE
7614 | SOUTH GOODRICH SQ | 43054-8932 | Active | T396298 | WILKINS | 720A | PVB | 1.000 | 72340 | LEFT FRONT OF HOUSE
7619 | SOUTH GOODRICH SQ | 43054-8931 | Active | HF69417 | FEBCO | 765 | PVB | 1.000 | 72351 | EAST SIDE OF HOUSE
466 | SOUTH LN | 43206 | Active | 176205 | WATTS | LF009M2QT | RP | 1.000 | 3641129
612 | SOUTH MEADOWS DR UNIT A | 43123-9297 | Active | 15735 | WATTS | 909M1QT | RP | 1.500 | 69065 | HOT BOX BY FRONT GATE
6120 | SOUTH MEADOWS DR UNIT B | 43123-9297 | Active | 138230 | WATTS | 709 | DCDA | 8.000 | 69062 | FIRE PUMP HOUSE
6120 | SOUTH MEADOWS DR UNIT B | 43123-9297 | Active | X45352 | WILKINS | 375A | RP | 3.00 | 69063 | FIRE PUMP HOUSE
6120 | SOUTH MEADOWS DR UNIT B | 43123-9297 | Not Required by DOW | 33238 | WATTS | 919QT | RP | 2.000 | 69064 | WEST WALL GRAY BUILDING Truck wash
6120 | SOUTH MEADOWS DR UNIT B | 43123-9297 | Active | 428949 | WATTS | 007QT | DC | 0.750 | 69066 | FIRE PUMP HOUSE
6120 | SOUTH MEADOWS DR UNIT B | 43123-9297 | Not Required by DOW | 4316111 | WILKINS | 975XL | RP | 2.000 | 3622984 | IN BUILDING LEFT OF THE GUARD SHACK IN MECHANICAL ROOM
6120 | SOUTH MEADOWS DR UNIT B | 43123-9297 | LPS - Active |  |  |  | LST |  | 3633593 | Pump House
9151 | SOUTH OLD STATE RD | 43035-9496 | Removed | A150075REM | FEBCO | 825Y | RP | 1.000 | 74581 | REMOVED
9151 | SOUTH OLD STATE RD | 43035-9496 | Active | 270689 | WATTS | LF009M2QT | RP | 1.000 | 74582 | SE STOCK ROOM AT WATER METER
9383 | SOUTH OLD STATE RD | 43035 | Active | 76475 | WATTS | LF919QT | RP | 1.000 | 74701 | WATER METER ROOM EAST SIDE OF 9383
9383 | SOUTH OLD STATE RD | 43035 | Not Required by DOW | 196652 | WATTS | 009QT | RP | 0.750 | 74702 | HOT WATER TANK ROOM of 9379
9860 | SOUTH OLD STATE RD | 43035 | Active | ABB7999 | WILKINS | 975 | RP | 0.750 | 74921 | ENTRYWAY LANDSCAPE
9920 | SOUTH OLD STATE RD | 43035 | Active | J085435 | FEBCO | 825Y | RP | 0.750 | 74943 | .@ MTR NW CORNER OF LANDSCAPE
4395 | south park dr |  | NULL | [5 empty] | 3659569
5745 | SOUTHBRIDGE LN | 43213-2678 | Active | CB638643 | WILKINS | 720 | PVB | 0.750 | 3533290
5712 | SOUTHBY CT | 43017 | Active | HG17562 | FEBCO | 765 | PVB | 0.750 | 94593 | LEFT SIDE
1875 | SOUTHCHASE CT | 43123 | Active | T340565 | WILKINS | 720A | PVB | 0.750 | 3619764 | RIGHT FRONT
1880 | SOUTHCHASE CT | 43123 | Active | CB588320 | WILKINS | 720A | PVB | 0.750 | 3619867 | LEFT FRONT
1890 | SOUTHCHASE CT | 43123 | Active | CB332885 | WILKINS | 720 | PVB | 0.750 | 3624358 | RIGHT SIDE
1895 | SOUTHCHASE CT | 43123 | Active | T387138 | WILKINS | 720A | PVB | 0.750 | 3618331 | LEFT FRONT
1900 | SOUTHCHASE CT | 43123 | Active | CB846240 | WILKINS | 720A | PVB | 0.750 | 3615340 | LEFT FRONT
1905 | SOUTHCHASE CT | 43123 | Active | CB004200 | WILKINS | 720A | PVB | 0.750 | 3616698 | LEFT FRONT
1910 | SOUTHCHASE CT | 43123 | Active | CB867307 | WILKINS | 720A | PVB | 0.750 | 3616558
1919 | SOUTHCHASE CT | 43123 | Active | T390503 | Wilkins | 720A | PVB | 0.750 | 3621240 | Right Front
1924 | SOUTHCHASE CT | 43123 | Active | CB387053 | WILKINS | 720A | PVB | 0.750 | 3616488 | LEFT REAR BEHIND GARAGE
7350 | SOUTHFIELD | 43054- | Active | 93775 | WATTS | 009M2QT | RP | 1.500 | 71843 | IN MECH ROOM NEXT TO MOP SINK
3232 | SOUTHFIELD E DR | 43207- | Active | W104527 | WILKINS | 975 | RP | 1.000 | 60240 | 1667 WATKINS RD, IN BREAK ROOM BEHIND ACCESS DOOR
3232 | SOUTHFIELD E DR | 43207- | Active | 335965 | WATTS | 009QT | RP | 1.000 | 60241 | 1659 WATKINS RD, FRONT OFFICE ACCESS DOOR
3232 | SOUTHFIELD E DR | 43207- | Active | 198785 | WATTS | 009M2QT | RP | 1.000 | 60242 | 1663 WATKINS RD, REAR SERVICE COMES IN BLDG NW WALL
3232 | SOUTHFIELD E DR | 43207- | Due Install |  |  |  | RP | 2.000 | 3657533 | 1663 WATKINS RD, REAR SERVICE COMES IN BLDG NW WALL
3244 | SOUTHFIELD E DR | 43207-3341 | [6 empty] | 3533379
7230 | SOUTHFIELD RD | 43054 | Active | CB848805 | WILKINS | 720A | PVB | 0.750 | 3646453 | RIGHT MIDDLE BEHIND A/C UNIT
7245 | SOUTHFIELD RD | 43054-7163 | Active | G213943 | WILKINS | 720A | PVB | 0.750 | 97928 | LEFT SIDE OF HOUSE
7255 | SOUTHFIELD RD | 43054-7163 | Active | G124396 | WILKINS | 720A | PVB | 0.750 | 95231 | FRONT OF HOUSE
7265 | SOUTHFIELD RD | 43054-7163 | Active | F082556 | WILKINS | 720A | PVB | 0.750 | 97620 | RIGHT SIDE
7275 | SOUTHFIELD RD | 43054-7163 | Active | G217027 | WILKINS | 720A | PVB | 0.750 | 98373 | LEFT SIDE
7285 | SOUTHFIELD RD | 43054 | Active | T294442 | WILKINS | 720A | PVB | 0.750 | 99871 | RIGHT OF HOUSE
7295 | SOUTHFIELD RD | 43054 | Active | G241350 | WILKINS | 720A | PVB | 0.750 | 99257 | LEFT SIDE
7305 | SOUTHFIELD RD | 43054 | Active | T013205 | WILKINS | 720A | PVB | 0.750 | 100161 | LEFT SIDE
7315 | SOUTHFIELD RD | 43054-8164 | Active | G215071 | WILKINS | 720A | PVB | 0.750 | 97902 | right side
7325 | SOUTHFIELD RD | 43054-8164 | Active | G036494 | WILKINS | 720A | PVB | 0.750 | 88706 | RIGHT SIDE OF HOUSE
7335 | SOUTHFIELD RD | 43054-8164 | Active | F022827 | WILKINS | 720A | PVB | 0.750 | 87699 | LEFT FRONT
7345 | SOUTHFIELD RD | 43054-8165 | Active | G086356 | WILKINS | 720A | PVB | 0.750 | 89131 | RIGHT SIDE OF HOUSE
7355 | SOUTHFIELD RD | 43054 | Active | T137977 | WILKINS | 720A | PVB | 0.750 | 91187 | RIGHT SIDE OF HOUSE
7365 | SOUTHFIELD RD | 43054-8165 | Active | A133985 | WILKINS | 720A | PVB | 0.750 | 88459 | FRONT OF HOUSE
7375 | SOUTHFIELD RD | 43054-8165 | Active | 243454 | WATTS | 800CMQT | PVB | 0.750 | 87540 | RIGHT SIDE OF HOUSE
7385 | SOUTHFIELD RD | 43054-8165 | Active | 243493 | WATTS | 800M4FR | PVB | 0.750 | 88064 | LEFT SIDE OF HOUSE
7230 | SOUTHFIELD RD _ POOL | 43054 | Active | EAD4327 | WILKINS | 720A | PVB | 0.750 | 3655207 | BEHIND POOL HOUSE
3265 | SOUTHPARK PL | 43123 | Active | SL-0968 | WATTS | 957 | RP | 3.000 | 3624905 | PUMP ROOM
3265 | SOUTHPARK PL | 43123 | Active | R07129 | WILKINS | 475DA | RPDA | 8.000 | 3624906 | PUMP ROOM
3265 | SOUTHPARK PL | 43123 | Active | 4397956 | WILKINS | 975XL | RP | 0.750 | 3624907 | PUMP ROOM
3280 | SOUTHPARK PL | 43123 | Active | SB-1882 | WATTS | 957 | RP | 3.000 | 3633212 | MID W MECH/RISER ROOM AT WATER METER OUTSIDE DOOR
3280 | SOUTHPARK PL | 43123 | Active | 07786 | WILKINS | 475DAV | RPDA | 8.000 | 3636792 | MID W MECH/RISER ROOM OUTSIDE DOOR
3280 | SOUTHPARK PL | 43123 | Active | 4554829 | WILKINS | 975XL2 | RP | 0.750 | 3636793 | MID W MECH/RISER ROOM OUTSIDE DOOR
3280 | SOUTHPARK PL | 43123 | LPS - Active |  |  |  | LST |  | 3636794 | PUMP FIRE LINE MID W MECH/RISER ROOM OUTSIDE DOOR
3357 | SOUTHPARK PL | 43123-4865 | Not Required by DOW | H014025 | FEBCO | 765 | PVB | 1.500 | 60510 | EAST END OF BUILDING
3357 | SOUTHPARK PL | 43123-4865 | Active | 88498 | WATTS | 009QT | RP | 2.000 | 87618 | EAST END OF BUILDING
3400 | SOUTHPARK PL | 43123-4858 | Not Required by DOW | 132740 | FEBCO | 825Y | RP | 1.500 | 60617 | SOUTH SIDE OF BUILDING MECHANICAL LBX 1917
3400 | SOUTHPARK PL | 43123-4858 | Active | 2LM1101 | AMES | 2000SS | DC | 8.000 | 60618 | MECHANICAL ROOM NORTH END OF BUILDING
3400 | SOUTHPARK PL | 43123-4858 | LPS - Active |  |  |  | LST | 8.000 | 60619 | METER ROOM NORTH END OF BLDG
3400 | SOUTHPARK PL | 43123-4858 | Active | 571146 | WILKINS | 975XLBMS | RP | 1.500 | 3639303 | METER ROOM NORTH END OF BLDG
3423 | SOUTHPARK PL | 43123-4828 | Not Required by DOW | H014062 | FEBCO | 765 | PVB | 1.500 | 60682 | EAST END OF BUILDING
3423 | SOUTHPARK PL | 43123-4828 | Active | 76295 | WATTS | 009QT | RP | 2.000 | 60683 | EAST END OF BLDG BY METERS
3423 | SOUTHPARK PL | 43123-4828 | Due Install |  |  |  | DCDA | 8.000 | 3626835 | CURRENTLY HAS 8" FMCT METER THAT NEEDS SWAPPED OUT WITH 8" DCDA
3473 | SOUTHPARK PL | 43123 | Inactive | 590694 | WATTS | 909QT | RP | 1.000 | 60809 | PARKING LOT OF 3473 SOUTHPARK PL.. BY FORD BOX CLOSE TO ST
3563 | SOUTHPARK PL | 43123 | Removed | L129392REM | WILKINS | L375 | RP | 3.000 | 3641240
3563 | SOUTHPARK PL | 43123 | Active | TK-0571 | AMES | 500GV | RPDA | 8.000 | 3647005 | MECH ROOM AT MAIN FIRE RISER
3563 | SOUTHPARK PL | 43123 | Active | 83532 | WATTS | LF919 | RP | 0.750 | 3647006 | AT MAIN FIRE RISER - 3/4" SIDE CAR
3563 | SOUTHPARK PL | 43123 | LPS - Active |  |  |  | LST |  | 3647130 | FIRE PUMP ROOM
3563 | SOUTHPARK PL | 43123 | Active | 156414 | WATTS | LF009M2 | RP | 2.000 | 3648779 | MECH ROOM AT WATER METER
4111 | SOUTHPOINT BLVD | 43207-4988 | Active | 1614861107 | AMES | 3000SS | DCDA | 6.000 | 96326 | MECH ROOM S END OF BUILDING
4111 | SOUTHPOINT BLVD | 43207-4988 | Active | 10877 | WATTS | 007M1QT | DC | 0.750 | 96349 | MECH ROOM S SIDE
4111 | SOUTHPOINT BLVD | 43207-4988 | Active | WK-1714 | AMES | 400 | RP | 3.000 | 3651869 | MECH ROOM S SIDE
3940 | SOUTHPOINTE BLVD | 43207-4019 | Active | 4432364 | WILKINS | 975XL2 | RP | 1.500 | 3533595 | AT WATER METER S MECH AREA
1218 | SOUTHPORT DR | 43235-7644 | Active | CB214671 | WILKINS | 720 | PVB | 0.750 | 3533612 | FRONT OF HOUSE
1370 | SOUTHPORT DR | 43235-7648 | Active | 878783 | WILKINS | 720A | PVB | 1.000 | 54825 | LEFT SIDE
7569 | SOUTHVIEW CT | 43235 | Active | T034837 | WILKINS | 720A | PVB | 0.750 | 100890 | LEFT
7574 | SOUTHVIEW CT | 43235 | Active | CAB17631 | WILKINS | 720A | PVB | 0.750 | 100338 | OFF HARD RD IN OLD STONE CROSSING, RIGHT SIDE
7575 | SOUTHVIEW CT | 43235 | Active | CB547274 | WILKINS | 720A | PVB | 0.750 | 101210 | LEFT SIDE OF HOUSE
7581 | SOUTHVIEW CT | 43235 | Active | EAD4154 | WILKINS | 720A | PVB | 0.750 | 99216 | RIGHT FRONT
7586 | SOUTHVIEW CT | 43235 | Active | T025160 | WILKINS | 720A | PVB | 0.750 | 99872 | LEFT SIDE
7592 | SOUTHVIEW CT | 43235 | Active | T146791 | WILKINS | 720A | PVB | 0.750 | 3601473 | RIGHT SIDE
7593 | SOUTHVIEW CT | 43235 | Active | 360213 | WATTS | 800M4QT | PVB | 0.750 | 101555 | NORTH SIDE OF HOUSE
7598 | SOUTHVIEW CT | 43235 | Active | T074552 | WILKINS | 720A | PVB | 0.750 | 101211 | LEFT SIDE OF HOUSE
7599 | SOUTHVIEW CT | 43235 | Active | F136465 | WILKINS | 720A | PVB | 0.750 | 101138 | LEFT SIDE
7604 | SOUTHVIEW CT | 43235 | Active | T047737 | WILKINS | 720A | PVB | 0.750 | 101348 | LEFT SIDE
7605 | SOUTHVIEW CT | 43235 | Active | G281075 | WILKINS | 720A | PVB | 1.000 | 100081 | RIGHT SIDE
7611 | SOUTHVIEW CT | 43235 | Active | T081565 | WILKINS | 720A | PVB | 0.750 | 101614 | RIGHT
7616 | SOUTHVIEW CT | 43235 | Active | CAA54823 | WILKINS | 720A | PVB | 0.750 | 3601483 | RIGHT SIDE OF THE HOUSE
7617 | SOUTHVIEW CT | 43235 | Active | T042157 | WILKINS | 720A | PVB | 0.750 | 100500 | RIGHT BACK OF HOUSE
7640 | SOUTHVIEW DR | 43235-1646 | Active | H205821 | FEBCO | 765 | PVB | 0.750 | 72395 | FRONT CENTER R OF FRT DR
2360 | SOUTHWAY DR | 43221-3722 | Active | CAA34630 | WILKINS | 720A | PVB | 1.000 | 94596 | RIGHT SIDE OF HOUSE
2368 | SOUTHWAY DR | 43221-3722 | Active | 263433 | WILKINS | 420 | PVB | 1.000 | 58089 | 14 FEET RIGHT OF FRONT DOOR
2379 | SOUTHWAY DR | 43221-3721 | Active | T361846 | Wilkins | 720A | PVB | 0.750 | 3533675 | right side of house
2410 | SOUTHWAY DR | 43221-3724 | Active | CB084332 | WILKINS | 720 | PVB | 0.750 | 94597 | FRONT OF HOUSE LEFT SIDE
2421 | SOUTHWAY DR | 43221-3723 | Active | H116063 | FEBCO | 765 | PVB | 1.000 | 3533683 | FRONT
2431 | SOUTHWAY DR | 43221-3723 | Removed | REM255230 | WATTS | 800QT | PVB | 0.750 | 87452 | FRONT RIGHT SIDE OF HOUSE
2440 | SOUTHWAY DR | 43221-3724 | Active | EAA8524 | WILKINS | 720A | PVB | 1.000 | 87286 | LEFT SIDE OF HOUSE
2444 | SOUTHWAY DR | 43221-3724 | Active | 17189 | WATTS | 800QT | PVB | 1.000 | 58303 | NORTHWEST CORNER OF HOUSE
2457 | SOUTHWAY DR | 43221-3723 | Active | 82796 | WATTS | 800QT | PVB | 1.000 | 94598 | LEFT FRONT DOOR
2460 | SOUTHWAY DR | 43221-3724 | Active | T361520 | WILKINS | 720A | PVB | 1.000 | 3533689 | RIGHT SIDE
2469 | SOUTHWAY DR | 43221-3723 | Active | 34054 | WATTS | 800M4QT | PVB | 1.000 | 58389 | FRONT OF HOUSE
2473 | SOUTHWAY DR | 43221-3723 | Active | CB443311 | WILKINS | 720 | PVB | 0.750 | 3533691 | BACK CORNER OF HOUSE DRIVEWAY SIDE
2477 | SOUTHWAY DR | 43221-3723 | Active | H158826 | FEBCO | 765 | PVB | 1.000 | 58415 | FRONT OF HOUSE
2484 | SOUTHWAY DR | 43221-3724 | Active | CB214673 | WILKINS | 720 | PVB | 0.750 | 3533693 | FRONT OF HOUSE
2100 | SOUTHWEST BLVD | 43123-1898 | Not Required by DOW | 103458 | WATTS | 009M2QT | RP | 1.500 | 57239 | SE CORNER WAREHOUSE
2100 | SOUTHWEST BLVD | 43123-1898 | Active | 1327860304 | AMES | 3000SS | DCDA | 6.000 | 57240 | EAST WALL- MIDDLE
2100 | SOUTHWEST BLVD | 43123-1898 | Active | 58992 | WATTS | 007M1 | DC | 0.750 | 57241 | EAST WALL - MIDDLE
2100 | SOUTHWEST BLVD | 43123-1898 | Active | W149883 | WILKINS | 975XL | RP | 1.500 | 57242 | SOUTHEAST CORNER OF WAREHOUSE
2141 | SOUTHWEST BLVD | 43123-2100 | Active | 201143 | WATTS | 909QT | RP | 2.000 | 57433 | EAST END OF BLDG BY WATER METER
2141 | SOUTHWEST BLVD | 43123-2100 | Active | 17133 | WATTS | 919AQT | RP | 2.000 | 102817 | EAST WALL
2141 | SOUTHWEST BLVD | 43123-2100 | Removed | 17000REM | WATTS | 919QT | RP | 2.000 | 103507 | 2101 SOUTHWEST BLVD REMOVED
2141 | SOUTHWEST BLVD | 43123-2100 | Due Install |  |  |  | RP | 2.000 | 3638374 | EAST WALL
2156 | SOUTHWEST BLVD | 43123 | Active | 06680 | WATTS | 919QT | RP | 1.500 | 90722 | EAST SIDE CENTER MECH ROOM AT 2180 SW BLVD
2156 | SOUTHWEST BLVD | 43123 | Not Required by DOW | 06612 | WATTS | 919QT | RP | 1.500 | 90723 | EAST SIDE CENTER MECH ROOM AT 2168 SW BLVD
2156 | SOUTHWEST BLVD | 43123 | Active | XJ-1821 | WATTS | LF757 | DCDA | 6.000 | 90724 | EAST SIDE CENTER MECH ROOM AT 2180 SW BLVD.
2156 | SOUTHWEST BLVD | 43123 | Active | 08555 | WATTS | LF007M3 | DC | 0.750 | 90725 | EAST SIDE CENTER MECH ROOM OF 2180 SW BLVD
2156 | SOUTHWEST BLVD | 43123 | Not Required by DOW | 11625 | WATTS | 919QT | RP | 0.750 | 95112 | PRODUCTION AREA
2156 | SOUTHWEST BLVD | 43123 | Not Required by DOW | 24693 | WATTS | 919QT | RP | 0.750 | 97965 | BETWEEN POLISHERS IN PRODUCTION ROOM
2200 | SOUTHWEST BLVD | 43123-2854 | Active | 44244 | WATTS | 009M1QT | RP | 2.000 | 57602 | WATER METER RM ON WEST END OF BLD
2200 | SOUTHWEST BLVD | 43123-2854 | Not Required by DOW | H000162 | FEBCO | 765 | PVB | 1.500 | 57603 | OUTSIDE WEST END METER BOX
2200 | SOUTHWEST BLVD | 43123-2854 | Active | XJ-0203 | AMES | COLT 300GV | DCDA | 8.000 | 3638759 | IN UTILITY ROOM ON WEST SIDE OF BLDG.
2200 | SOUTHWEST BLVD | 43123-2854 | Active | 75285 | AMES | LF2000BM3 | DC | 0.750 | 3656999 | IN UTILITY ROOM ON WEST SIDE OF BLDG.
2235 | SOUTHWEST BLVD | 43123-2855 | Not Required by DOW | 741160 | WATTS | 800M4FR | PVB | 1.000 | 57701 | NORTH END OF BLDG BY METER ROOM
2235 | SOUTHWEST BLVD | 43123-2855 | Active | 280531 | WILKINS | 975 | RP | 2.000 | 57702 | MID NORTH END MECH/RISER ROOM AT WATER METER OUTSIDE DOOR EE WARD
2297 | SOUTHWEST BLVD | 43123-1822 | Not Required by DOW | 613924 | WATTS | 800M4QT | PVB | 1.000 | 57877 | NORTH END OF BUILDING BYMETER ROOM OUTSIDE
2297 | SOUTHWEST BLVD | 43123-1822 | Active | 280528 | WILKINS | 975 | RP | 2.000 | 57878 | N END MECH/METER ROOM (W BLDG) AT WATER METER OUTSIDE DOOR
2395 | SOUTHWEST BLVD | 43123 | Active | 094748 | WATTS | LF009M2QT | RP | 1.500 | 3649996 | HOTBOX
2395 | SOUTHWEST BLVD | 43123 | Active | VC-0379 | AMES | 500-GV | RPDA | 6.000 | 3649997 | hotbox
2395 | SOUTHWEST BLVD | 43123 | Active | 89641 | WATTS | LF919QT | RP | 0.750 | 3649998 | HOTBOX
2516 | SOUTHWEST BLVD | 43123-1764 | Active | 11843 | WATTS | 800QT | PVB | 0.750 | 58527 | REAR OF STORE NEAR HOT WATER HEATER #631
2516 | SOUTHWEST BLVD | 43123-1764 | Active | ALA54876 | WILKINS | 975 | RP | 1.000 | 3636798
2604 | SOUTHWEST BLVD | 43123-2140 | Active | T166524 | WILKINS | 720 | PVB | 0.750 | 3533711 | LEFT SIDE OF HOUSE
2803 | SOUTHWEST BLVD | 43123-2069 | Active | 82081 | WATTS | LF919QT | RP | 0.750 | 100654 | BOILER ROOM
2803 | SOUTHWEST BLVD | 43123-2069 | Due Install |  |  |  | RP | 4.000 | 3636741
2831 | SOUTHWEST BLVD | 43123-2069 | Active | UH-1188 | WATTS | 957 | RP | 3.000 | 59411 | POOL HOUSE MECHANICAL ROOM
2831 | SOUTHWEST BLVD | 43123-2069 | Not Required by DOW | 335525 | WATTS | 909M1QT | RP | 2.000 | 59412 | POOL HOUSE MECHANICAL ROOM
2831 | SOUTHWEST BLVD | 43123-2069 | Not Required by DOW | 67223 | WATTS | 007QT | DC | 2.000 | 59413 | MECHANICAL BUILDING
2831 | SOUTHWEST BLVD | 43123-2069 | Not Required by DOW | 67372 | WATTS | 007QT | DC | 2.000 | 59414 | POOL HOUSE MECHANICAL ROOM
3032 | SOUTHWEST BLVD | 43123-2350 | Due Install |  |  |  | RP | 0.750 | 3533771
3068 | SOUTHWEST BLVD | 43123- | Due Install |  |  |  | RP | 0.750 | 3533790
3094 | SOUTHWEST BLVD | 43123-2335 | Active | ALA66872 | WILKINS | 975 | RP | 1.000 | 3533804 | n/w corner
3118 | SOUTHWEST BLVD | 43123-2335 | Active | 99495 | WATTS | LF919QT | RP | 0.750 | 3533817 | STORAGE AREA
3197 | SOUTHWEST BLVD | 43123 | Active | TJ-2212 | WATTS | 957 | RP | 4.000 | 3646297 | IN HOTBOX NORTH SIDE OF BUILDING
3197 | SOUTHWEST BLVD | 43123 | Active | TJ-0625 | AMES | 300GV | DCDA | 8.000 | 3646298 | IN PIT NORTH SIDE OF BUILDING
3197 | SOUTHWEST BLVD | 43123 | Active | 58773 | AMES | 2000BM3 | DC | 0.750 | 3646299 | IN PIT - FIRE BYPASS - NORTH SIDE OF BUILDING
3197 | SOUTHWEST BLVD | 43123 | LPS - Active |  |  |  | LST |  | 3646301 | FIRE PUMP - INSIDE BUILDING
3197 | SOUTHWEST BLVD | 43123 | LPS - Active |  |  |  | LPC |  | 3646302 | DOMESTIC PUMP - INSIDE BUILDING A-135
3197 | SOUTHWEST BLVD | 43123 | Not Required by DOW | ACA7651 | WILKINS | 975XL2 | RP | 2.000 | 3648753 | WATER HEATER AND PUMP ROOM BEHIND KITCHEN
3200 | SOUTHWEST BLVD | 43123-2211 | Active | 175050 | WATTS | 009M2QT | RP | 1.50 | 60192 | MECHANICAL ROOM IN BATHROOM--AT METER
3250 | SOUTHWEST BLVD | 43123-8799 | Active | 08176 | WATTS | 009M2QT | RP | 1.500 | 60305 | MIDDLE SOUTH OF WAREHSE WATER RISER AREA AT WATER METER
3250 | SOUTHWEST BLVD | 43123-8799 | Due Install |  |  |  | DCDA | 8.000 | 3635771 | MID SOUTH WAREHSE RISER AREA
3250 | SOUTHWEST BLVD | 43123-8799 | LPS - Active |  |  |  | LST |  | 3639477 | PUMP FIRE LINE MID SOUTH WAREHSE RISER AREA
3300 | SOUTHWEST BLVD | 43123-2236 | Active | 431000 | WILKINS | 975 | RP | 1.000 | 60413 | IN MECHANICAL ROOM (WEST) IN OFFICE
3319 | SOUTHWEST BLVD | 43123-2237 | Active | 09818 | WATTS | 919AQT | RP | 1.500 | 96322 | MECH ROOM ON WEST SIDE OF BLDG
3319 | SOUTHWEST BLVD | 43123-2237 | Active | 00917 | AMES | 5000CIV | RPDA | 8.000 | 96343 | PUMP ROOM
3319 | SOUTHWEST BLVD | 43123-2237 | Active | 606955 | WATTS | 909QT | RP | 0.750 | 96344 | PUMP ROOM
3319 | SOUTHWEST BLVD | 43123-2237 | Not Required by DOW | 2860985 | WILKINS | 975XLBMS | RP | 1.500 | 96345 | MECH ROOM ON WEST SIDE OF BLDG
3319 | SOUTHWEST BLVD | 43123-2237 | LPS - Active |  |  |  | LST |  | 3636680 | FIRE PUMP
3360 | SOUTHWEST BLVD | 43123 | Active | MG-0808 | WATTS | 757DCDAGV | DCDA | 8.000 | 3611900 | SOUTH MECHANICAL ROOM
3360 | SOUTHWEST BLVD | 43123 | Active | 26700 | AMES | 2000BM3 | DC | 0.750 | 3611931 | SOUTH MECHANICAL ROOM
3360 | SOUTHWEST BLVD | 43123 | Not Required by DOW | 26289 | WATTS | 919QT | RP | 2.000 | 3611932 | SOUTH MECHANICAL ROOM
3360 | SOUTHWEST BLVD | 43123 | Active | 26849 | WATTS | 919QT | RP | 2.000 | 3611933 | SOUTH MECHANICAL ROOM
3360 | SOUTHWEST BLVD | 43123 | LPS - Active |  |  |  | LST |  | 3630347 | FIRE PUMP
3400 | SOUTHWEST BLVD | 43123-2242 | Due Install |  |  |  | RP | 1.000 | 3533832 | BASEMENT
3400 | SOUTHWEST BLVD | 43123-2242 | Due Install |  |  |  | DCDA | 4.000 | 3652351 | BASEMENT
3500 | SOUTHWEST BLVD | 43123-2244 | Not Required by DOW | 31849 | WILKINS | 375AST | RP | 2.000 | 60910 | Water treatment room
3500 | SOUTHWEST BLVD | 43123-2244 | Not Required by DOW | 31848 | WILKINS | 375AST | RP | 2.000 | 60911 | Water treatment room
3500 | SOUTHWEST BLVD | 43123-2244 | Active | 94482 | WATTS | 919QT | RP | 0.750 | 3638371 | HEATED ENCLOSURE
3500 | SOUTHWEST BLVD | 43123-2244 | Active | WE-1965 | AMES | COLT 500-GV | RPDA | 8.000 | 3638372 | HEATED ENCLOSURE
3500 | SOUTHWEST BLVD | 43123-2244 | LPS - Active |  |  |  | LST |  | 3638373 | FIRE PUMP - SPRINKLER RISER PUMP ROOM
3500 | SOUTHWEST BLVD | 43123-2244 | Active | WD-0893 | AMES | COLT400 | RP | 6.000 | 3652945 | HEATED ENCLOSURE
3503 | SOUTHWEST BLVD | 43123 | Active | WD-1660 | AMES | COLT 400 | RP | 3.000 | 3653411 | HOT BOX
3503 | SOUTHWEST BLVD | 43123 | Active | WJ-1206 | AMES | COLT 500-GV | RPDA | 4.000 | 3653412 | HOT BOX
3503 | SOUTHWEST BLVD | 43123 | Active | 93929 | WATTS | 919AQT | RP | 0.750 | 3653413 | HOT BOX
3601 | SOUTHWEST BLVD | 43123- | Inactive | 24877REM | WATTS | 919AQT | RP | 0.750 | 103915 | REMOVED - 3811 SOUTHWEST BLVD, 2ND FLOOR MECHANICAL ROOM
3621 | SOUTHWEST BLVD | 43123 | Active | 1081920423 | AMES | 5000SS | RPDA | 6.000 | 3654714 | HOT BOX
3621 | SOUTHWEST BLVD | 43123 | Removed | 227316REM | WATTS | LF009M2QT | RP | 2.000 | 3656117 | HOT BOX SOUTH SIDE OF ENTRANCE
3621 | SOUTHWEST BLVD | 43123 | Removed | 1082170723REM | AMES | 5000SS | RPDA | 6.000 | 3656164 | HOT BOX SOUTH SIDE OF ENTRANCE
3621 | SOUTHWEST BLVD | 43123 | Removed | 15545REM | AMES | 4000B | RP | 0.750 | 3656165 | HOT BOX SOUTH SIDE OF ENTRANCE
3621 | SOUTHWEST BLVD | 43123 | Not Required by DOW | 82805 | WATTS | 919QT | RP | 1.000 | 3656350
3621 | SOUTHWEST BLVD | 43123 | Active | 227317 | WATTS | 009 | RP | 2.000 | 3656351 | HOT BOX
3621 | SOUTHWEST BLVD | 43123 | Active | 15291 | AMES | 4000B | RP | 0.750 | 3656430 | HOT BOX
3867 | SOUTHWEST BLVD | 43123 | Active | VE-0800 | AMES | 400 | RP | 3.000 | 3652368 | HOT BOX
3867 | SOUTHWEST BLVD | 43123 | Active | VE-1341 | AMES | COLT 300GV | DCDA | 8.000 | 3655957 | PIT
3867 | SOUTHWEST BLVD | 43123 | Active | 65612 | AMES | 2000B | DC | 0.750 | 3655958 | PIT
3880 | SOUTHWEST BLVD | 43123-9071 | Active | 18219 | AMES | 4000SS | RP | 2.500 | 90985 | TRUCK MAINT. SHOP AT RISER
3880 | SOUTHWEST BLVD | 43123-9071 | Due Install |  |  |  | RP | 1.500 | 3659007 | MTR PIT BY GUARD SHACK
2235 | SOUTHWEST BLVD UNIT A | 43123-2855 | Due Install |  |  |  | DCDA | 8.000 | 3605943 | MID N END MECH/RISER ROOM
2235 | SOUTHWEST BLVD UNIT A | 43123-2855 | LPS - Active |  |  |  | LST |  | 3638272 | FIRE BOOSTER PUMP
3880 | SOUTHWEST BLVD UNIT A | 43123-9071 | Active | 107715 | WATTS | 709 | DC | 10.000 | 62036 | PUMP HOUSE, SW CORNER
3880 | SOUTHWEST BLVD UNIT A | 43123-9071 | Not Required by DOW | 14794 | WATTS | 919QT | RP | 2.000 | 62037 | TRUCK MAINT GARAGE WASH EQUP ROOM # 112 MIDDLE BACKFLOW
3880 | SOUTHWEST BLVD UNIT A | 43123-9071 | Active | 167453 | WATTS | 709 | DC | 4.000 | 62038 | PUMP HOUSE SW CORNER
3880 | SOUTHWEST BLVD UNIT A | 43123-9071 | Not Required by DOW | 17640 | WATTS | 009M2QT | RP | 2.000 | 62039 | TRUCK MAINT GARAGE, WASH EQUIPMENT ROOM #112, LOWER BACKFLOW
3880 | SOUTHWEST BLVD UNIT A | 43123-9071 | Not Required by DOW | 21960 | WATTS | 919QT | RP | 2.000 | 62040 | TRUCK MAINT. GARAGE, WASH EQUIPMENT RM #112, FOR TRUCK WASH
3880 | SOUTHWEST BLVD UNIT A | 43123-9071 | Not Required by DOW | 298487 | WATTS | 909cw | DC | 0.750 | 62041 | PUMP HOUSE SW CORNER DETECT METER
3880 | SOUTHWEST BLVD UNIT A | 43123-9071 | Not Required by DOW | 232411 | WATTS | LF009M2IOTQT | RP | 2.000 | 98469 | RISER ROOM
3880 | SOUTHWEST BLVD UNIT A | 43123-9071 | Active | HC74031 | WILKINS | 950XLD | DC | 0.750 | 3659008 | PUMP HOUSE, SW CORNER
3880 | SOUTHWEST BLVD UNIT A | 43123-9071 | Due Install |  |  |  | RP | 6.000 | 3659009 | MTR PI OFF DEMOREST N OF DRIVE
3880 | SOUTHWEST BLVD UNIT A | 43123-9071 | Due Install |  |  |  | DCDA | 10.000 | 3659010 | MTR PIT S/E CORNER OF PROP
1819 | SOUTHWESTERN RD | 43123- | Active | YL-0131 | WATTS | 957 | RP | 6.000 | 89546 | 1950 SANDY LAKE DR. BROOKEFIEL VLG.
1821 | SOUTHWESTERN RD | 43123 | Active | 1147930412 | WATTS | 774 | DCDA | 6.000 | 102689 | PIT AT SW CORNER AT ALKIRE & SOUTHWESTERN RD AKA1950 SANDY LAKE
1821 | SOUTHWESTERN RD | 43123 | Active | 305124 | WATTS | 007M3QT | DC | 0.750 | 102690 | MTR PIT
1821 | SOUTHWESTERN RD | 43123 | Removed | MD-2845REM | WATTS | 957 | RP | 3.000 | 102691 | 1HOT BOX AT SW CORNER OF ALKIRE & SOUTHWESTERN RD
1821 | SOUTHWESTERN RD | 43123 | Active | XA-0838 | WATTS | 957 | RP | 4.000 | 3654950 | 1HOT BOX AT SW CORNER OF ALKIRE & SOUTHWESTERN RD
190 | SOUTHWOOD AVE | 43207-1133 | Active | 1695000709 | AMES | 3000SS | DCDA | 3.000 | 97703 | LOWER LEVEL SW CORNER OFFICE- Riser Closet
190 | SOUTHWOOD AVE | 43207-1133 | Active | 63084 | AMES | 2000B | DC | 0.750 | 97805 | LOWER LEVEL SW CORNER OFFICE - Riser Closet
190 | SOUTHWOOD AVE | 43207-1133 | Not Required by DOW | [5 empty] | 3635324
190 | SOUTHWOOD AVE | 43207-1133 | Active | 39571 | WATTS | LF919QT | RP | 2.000 | 3651999 | BSEMENT BOILER ROOM
711 | SOUTHWOOD AVE | 43207-1391 | Removed | 454748REM | WATTS | 909QT | RP | 0.750 | 71432 | REMOVED - CHILLER MECHANICAL ROOM
711 | SOUTHWOOD AVE | 43207-1391 | Removed | 343227REM | WATTS | 909HWM1QT | RP | 2.000 | 71433 | REMOVED-ABOVE COLOR FIN RESTROOMS
711 | SOUTHWOOD AVE | 43207-1391 | Active | 260392 | WATTS | 909QTFDA | RP | 6.000 | 93129 | BASEMENT NORTH WALL
711 | SOUTHWOOD AVE | 43207-1391 | Active | 2749145 | WILKINS | 975XLBMS | RP | 0.750 | 95500 | FIRE PUMP ROOM
711 | SOUTHWOOD AVE | 43207-1391 | Active | M05101 | WILKINS | 375ADA | RPDA | 8.000 | 95501 | FIRE PUMP ROOM
711 | SOUTHWOOD AVE | 43207-1391 | LPS - Active |  |  |  | LST |  | 3638349 | FIRE PUMP - LOWER LEVEL PUMP ROOM
711 | SOUTHWOOD AVE | 43207-1391 | Inactive | 249458 | WATTS | 909 | RP | 6.000 | 3638399 | FIRE PUMP HOUSE
239 | SOVRON CT | 43016-9209 | Active | W001649 | WILKINS | 975XLBMS | RP | 1.000 | 93133 | FRONT LEFT CORNER
2411 | SOVRON CT | 43016-9209 | Active | T453975 | WILKINS | 720A | PVB | 0.750 | 3534079 | RIGHT SIDE OF HOUSE
2743 | SPANGLER RD | 43207-6500 | Active | 4481135 | WILKINS | 975XL | RP | 0.750 | 3624795 | BASEMENT NEXT TO METER
2748 | SPANGLER RD | 43207 | Active | A00276 | AMES | 4000BM2 | RP | 1.000 | 96325 | YARD HYDRANT
3860 | SPANGLER RD | 43207-3577 | Active | W149810 | WILKINS | 975XL | RP | 0.500 | 88376 | BASEMENT BY WATER METER
3870 | SPANGLER RD | 43207-3577 | Not Required by DOW | W115802 | WILKINS | 975XLBMS | RP | 0.750 | 61988 | AT WATER METER
3880 | SPANGLER RD | 43207 | Not Required by DOW | W149809 | WILKINS | 975XL | RP | 0.750 | 62044 | AT WATER METER
3596 | SPARROW CT | 43026 | Active | CB655254 | WILKINS | 720A | PVB | 0.750 | 3635613 | LEFT SIDE
3597 | SPARROW CT | 43026 | Active | T303687 | WILKINS | 720A | PVB | 0.750 | 3622555 | RIGHT SIDE OF HOUSE
3600 | SPARROW CT | 43026 | Active | CB653433 | WILKINS | 720A | PVB | 0.750 | 3616947 | RIGHT SIDE OF HOUSE
3601 | SPARROW CT | 43026 | Active | CB598407 | WILKINS | 720A | PVB | 0.750 | 3618446 | LEFT SIDE
3604 | SPARROW CT | 43026 | Active | T391107 | WILKINS | 720 | PVB | 0.750 | 3622492 | LEFT SIDE
3605 | SPARROW CT | 43026 | Active | CB262905 | WILKINS | 720 | PVB | 0.750 | 3620033 | RIGHT SIDE
3608 | SPARROW CT | 43026 | Active | T410652 | WILKINS | 720 | PVB | 0.750 | 3623062 | RIGHT SIDE OF HOUSE
3609 | SPARROW CT | 43026 | Active | T363694 | WILKINS | 720A | PVB | 0.750 | 3619831 | RIGHT SIDE
3612 | SPARROW CT | 43026 | Active | T386730 | WILKINS | 720A | PVB | 0.750 | 3615311 | LEFT SIDE OF HOUSE
3617 | SPARROW CT | 43026 | Active | CB653292 | WILKINS | 720A | PVB | 0.750 | 3632555 | LEFT SIDE
3620 | SPARROW CT | 43026 | Active | CB262927 | WILKINS | 720A | PVB | 0.750 | 3619835 | LEFT SIDE OF HOUSE
3621 | SPARROW CT | 43026 | Active | CB637176 | WILKINS | 720A | PVB | 0.750 | 3632822 | RIGHT SIDE OF HOUSE
3624 | SPARROW CT | 43026 | Active | T308599 | WILKINS | 720A | PVB | 0.750 | 3622932 | LEFT SIDE OF HOUSE
3628 | SPARROW CT | 43026 | Active | 206761 | WATTS | LF009M3 | RP | 0.750 | 3632627 | IN BASEMENT AT SUMP PIT
3628 | SPARROW CT | 43026 | Active | CB440202 | WILKINS | 720A | PVB | 0.750 | 3638207 | LEFT SIDE OF HOUSE
1717 | SPARTAN DR | 43209-3218 | Active | G242129 | WILKINS | 720A | PVB | 0.750 | 98918 | AT THE LEFT SIDE OF THE HOUSE
1728 | SPARTAN DR | 43209-3219 | Active | 298702 | WATTS | 800M4QT | PVB | 0.750 | 94599 | OUTSIDE BY FRONT DOOR
1729 | SPARTON DR | 43209-3218 | Active | G240938 | WILKINS | 720A | PVB | 1.000 | 100648 | REAR OF HOUSE
2200 | SPIEGEL DR | 43125-9099 | Not Required by DOW | 2160199 | AMES | 2000-DC | DC | 10.000 | 57605 | PUMP ROOM SOUTH SIDE OF BUILDING
2200 | SPIEGEL DR | 43125-9099 | Not Required by DOW | 227122 | WILKINS | 975 | RP | 2.000 | 57606 | PUMP ROOM SOUTH END OF BUILDING
2200 | SPIEGEL DR | 43125-9099 | Removed | AB6777REM | FEBCO | 765 | PVB | 2.000 | 57607 | AT WATER METER PIT REMOVED
2200 | SPIEGEL DR | 43125-9099 | Not Required by DOW | A281961 | WILKINS | 375 | RP | 0.750 | 3606048 | PUMP ROOM
2200 | SPIEGEL DR | 43125-9099 | LPS - Active |  |  |  | LST |  | 3632849
2200 | SPIEGEL DR | 43125-9099 | Active | WC-1810 | AMES | COLT 400 | RP | 4.000 | 3653994 | IN HOT BOX
2200 | SPIEGEL DR | 43125-9099 | Active | XF-0601 | AMES | COLE 300 | DCDA | 10.000 | 3658538 | IN PIT SOUTH OF PARKING LOT
2200 | SPIEGEL DR | 43125-9099 | Active | 74178 | AMES | 3000 | DC | 0.750 | 3658539 | IN PIT SOUTH OF PARKING LOT
2225 | SPIEGEL DR | 43125-9036 | Not Required by DOW | 042896 | WATTS | 009M2QT | RP | 1.500 | 57665 | IN REFRIGERATION MECHANICAL ROOM NEAR HOLDING TANKS
2225 | SPIEGEL DR | 43125-9036 | Active | 8447G | WILKINS | 375ASTR | RP | 3.000 | 57666 | IN REFRIGERATION MECHANICAL ROOM
2225 | SPIEGEL DR | 43125-9036 | Not Required by DOW | 21M1461 | AMES | 2000SS | DC | 4.000 | 57667 | NEXT TO SPRINKLER RISERS
2225 | SPIEGEL DR | 43125-9036 | Active | 9801281447 | FEBCO | 880 | RP | 10.000 | 57670 | FIRE PUMP ROOM REAR
2225 | SPIEGEL DR | 43125-9036 | Active | YJ-0563 | AMES | COLT | DCDA | 10.000 | 3636943 | GLYCOLS IN FIRE SYSTEM
2225 | SPIEGEL DR | 43125-9036 | LPS - Active |  |  |  | LST |  | 3655219 | FIRE PUMP -
2225 | SPIEGEL DR | 43125-9036 | Active | 75590 | AMES | COLT | DC | 0.750 | 3659176 | GLYCOLS IN FIRE SYSTEM
2235 | SPIEGEL DR | 43125-9036 | Active | 152640 | WATTS | 909 | RP | 3.000 | 57703 | North of Property on Receiving Drive Entrance - Hotbox
2235 | SPIEGEL DR | 43125-9036 | Active | 9707221304 | FEBCO | 870 | DC | 10.000 | 57704 | Fire Pump Room - South Exterior Door
2235 | SPIEGEL DR | 43125-9036 | Not Required by DOW | AB9761 | FEBCO | 765 | PVB | 1.500 | 87361 | MAINTENANCE SHOP
2235 | SPIEGEL DR | 43125-9036 | Due Install |  |  |  | DCDA | 10.000 | 3639518
2235 | SPIEGEL DR | 43125-9036 | LPS - Active |  |  |  | LST |  | 3654977 | FIRE BOOSTER PUMP - FIRE PUMP ROOM
2250 | SPIEGEL DR | 43125-9131 | Active | Z1K0923 | AMES | 2000SE | DC | 8.000 | 57766 | IN MECH. ROOM AT S END OF BUILDING
2250 | SPIEGEL DR | 43125-9131 | Active | 298481 | WATTS | 909M1QT | RP | 2.000 | 57767 | SOUTH END OF FIRE EQUIP. ROOM -- WAREHOUSE
2250 | SPIEGEL DR | 43125-9131 | Not Required by DOW | AB0443 | FEBCO | 765 | PVB | 1.500 | 57768 | SOUTH END OF BUILDING
2250 | SPIEGEL DR | 43125-9131 | Not Required by DOW | w404129 | WILKINS | 975XLTCU | RP | 0.500 | 57769 | COMPRESSOR ROOM, REAR OF BLDG
2399 | SPIEGEL DR | 43125- | Not Required by DOW | 0088424 | WATTS | 800QT | PVB | 2.000 | 58148 | FIRE PUMP RM, OUTSIDE BY REMOTES, 6499 ADELAIDE CT
2399 | SPIEGEL DR | 43125- | Active | 108508 | AMES | 2000SS | DC | 10.000 | 58149 | NORTHEAST CORNER OFF ADELAIDE CT
2399 | SPIEGEL DR | 43125- | Active | 212462 | WATTS | LF009M2QT | RP | 2.000 | 58150 | NE CORNER OFF ADELAIDE CT
2399 | SPIEGEL DR | 43125- | LPS - Active |  |  |  | LST |  | 3638628 | N/E CORNER OF BUILDING OFF ADELAIDE CT FIRE PUMP
2400 | SPIEGEL DR | 43125-9132 | Active | 2A00826 | AMES | 2000SS | DC | 8.000 | 58201 | FIRE PUMP & METER ROOM
2400 | SPIEGEL DR | 43125-9132 | Active | 46476 | WILKINS | 375A | RP | 3.00 | 58202 | IN PUMP ROOM S END OF BLDG
2400 | SPIEGEL DR | 43125-9132 | Not Required by DOW | AC0848 | FEBCO | 765 | PVB | 1.500 | 58205 | MECH ROOM
2400 | SPIEGEL DR | 43125-9132 | Not Required by DOW | 19779 | WILKINS | 375AST | RP | 2.500 | 3641341 | CENTER WAREHOUSE MECH ROOM
2400 | SPIEGEL DR | 43125-9132 | LPS - Active |  |  |  | LST |  | 3644819 | FIRE BOOSTER PUMP - CENTER WAREHOUSE MECH ROOM
2425 | SPIEGEL DR | 43125-9112 | Active | 103061245 | FEBCO | 856 | DCDA | 6.000 | 58256 | METER PIT SE CORNER OF BUILDING
2425 | SPIEGEL DR | 43125-9112 | Active | A017036 | FEBCO | 805Y | DC | 0.750 | 58257 | METER PIT SE CORNER OF BUILDING
2425 | SPIEGEL DR | 43125-9112 | Active | 171033 | WATTS | 009M2QT | RP | 2.000 | 58258 | MECH ROOM
2425 | SPIEGEL DR | 43125-9112 | Not Required by DOW | 68582 | WATTS | 009QT | RP | 1.500 | 58259 | MECH ROOM
2425 | SPIEGEL DR | 43125-9112 | LPS - Active |  |  |  | LST |  | 3632486 | FIRE BOOSTER PUMP - PUMP ROOM
2450 | SPIEGEL DR | 43125-9120 | Not Required by DOW | 4977347 | WILKINS | 975XL2 | RP | 2.000 | 58328 | CENTER OF SEND OF BUILD IN WATER METER & FIRE ROOM
2450 | SPIEGEL DR | 43125-9120 | Active | 355762 | WATTS | 909M1QT | RP | 2.000 | 58329 | SOUTH END OF BLDG IN PUMP ROOM
2450 | SPIEGEL DR | 43125-9120 | Active | 11119 | AMES | 2000SS | DC | 8.000 | 90790 | SOUTH MECH ROOM
2450 | SPIEGEL DR | 43125-9120 | LPS - Active |  |  |  | LST |  | 3636075 | FIRE PUMP - PUMP ROOM
2842 | SPIEGEL DR | 43125-9012 | Active | A39348 | WATTS | 009M2QT | RP | 2.000 | 96323 | MECH ROOM S SIDE OF CENTER
2842 | SPIEGEL DR | 43125-9012 | Active | 441726 | WATTS | 909M1QT | RP | 2.000 | 96346 | MECH ROOM S SIDE CENTER OF BLDG
2842 | SPIEGEL DR | 43125-9012 | Active | UD-0721 | AMES | COLT 500-GV | RPDA | 8.000 | 96347 | SOUTH OF BLDG IN HOT BOX
2842 | SPIEGEL DR | 43125-9012 | Active | 85787 | WATTS | LF919QT | RP | 0.750 | 96348 | IN HOT BOX
2842 | SPIEGEL DR | 43125-9012 | Not Required by DOW | 3209635 | WILKINS | 975XLBMS | RP | 2.000 | 98696 | MACHINE ROOM NW CORNER BEHIND BLUE TANK, AMMONIA ROOM
2842 | SPIEGEL DR | 43125-9012 | LPS - Active |  |  |  | LST |  | 3636217 | FIRE PUMP
2121 | SPINDLER RD | 43026 | Active | 93842 | WATTS | 919QT | RP | 0.750 | 103614 | HOT BOX NEAR METER
2938 | SPLITROCK RD | 43221 | Active | 166654 | WILKINS | 420 | PVB | 1.000 | 59595 | LEFT SIDE OF HOUSE
3085 | SPLITROCK RD | 43221-1985 | Active | T442238 | WILKINS | 720A | PVB | 0.750 | 97429 | LEFT SIDE OF HOUSE
3092 | SPLITROCK RD | 43221-1984 | Active | G235667 | WILKINS | 720A | PVB | 0.750 | 98987 | RIGHT SIDE OF HOUSE (SOUTH)
3100 | SPLITROCK RD | 43221-1984 | Active | G186271 | WILKINS | 720A | PVB | 0.750 | 91718 | RIGHT SIDE (SOUTH)
3193 | SPLITROCK RD | 43026 | Active | 3730741 | WILKINS | 975XL | RP | 0.750 | 60173 | ENTRANCE WAY TO QUARRY POINT AT SPLIT ROCK & DUBLIN
6080 | SPOTTED TAIL CT | 43017-7500 | Active | T389647 | WILKINS | 720A | PVB | 1.000 | 94600 | RIGHT SIDE OF HOUSE
972 | SPRING GROVE LN | 43235-3325 | Active | 790676 | WATTS | 800M4FR | PVB | 1.000 | 101766 | LEFT OF DOOR
239 | SPRING LAKE DR | 43219-3022 | Active | 219150 | WATTS | 009M3QT | RP | 0.750 | 58140 | BASEMENT
5799 | SPRING RUN DR | 43229-6887 | Inactive | B192297 | WILKINS | 375 | RP | 2.000 | 67978 | MECH ROOM SOUTHEAST AREA AT WATER METER
5799 | SPRING RUN DR | 43229-6887 | Not Required by DOW | B192292 | WILKINS | 375 | RP | 2.000 | 67979 | PUMP & BOILER ROOM
5655 | SPRINGBURN DR | 43017-8731 | Active | T658803 | WILKINS | 720-A | PVB | 1.000 | 67517 | LEFT FRONT ...NEXT TO GAS METER
5667 | SPRINGBURN DR | 43017-8731 | Active | CB547040 | WILKINS | 720A | PVB | 0.750 | 67552 | FRONT OF HOUSE LEFT OF FRONT DOOR
5704 | SPRINGBURN DR | 43017-9437 | Active | 383384 | WATTS | 800M4 | PVB | 1.000 | 67675 | FRONT RIGHT ALMOST UNDER WINDOW
5990 | SPRINGBURN DR | 43017-8730 | Replaced | REPG241349 | WILKINS | 720A | PVB | 1.000 | 99611 | REPLACED- BETWEEN FRONT DOOR AND GARAGE
5990 | SPRINGBURN DR | 43017-8730 | Active | CB483846 | WILKINS | 720 | PVB | 1.000 | 3609775 | BETWEEN FRONT DOOR AND GARAGE
6030 | SPRINGBURN DR | 43017-9416 | Active | T230547 | WILKINS | 720A | PVB | 0.750 | 3534487 | FRONT OF THE HOUSE
6055 | SPRINGBURN DR | 43017-8734 | Active | 28977 | FEBCO | 765 | PVB | 1.000 | 68815 | LT FRONT OF HSE
6085 | SPRINGBURN DR | 43017-8734 | Active | CAA46481 | WILKINS | 720A | PVB | 0.750 | 88693 | FRONT OF HOUSE RIGHT OF FRONT DOOR
6095 | SPRINGBURN DR | 43017-8734 | Active | HA71605 | FEBCO | 765 | PVB | 1.000 | 94666 | FRONT RIGHT IN COVE BY GAS MTR
5061 | SPRINGFIELD CT | 43081-4805 | Active | CB451777 | WILKINS | 720A | PVB | 1.000 | 65894 | RIGHT SIDE OF ENTRANCE TO HOUSE BELOW WATER METER REMOTE
5099 | SPRINGFIELD CT | 43081-4805 | Active | 817210 | WILKINS | 720A | PVB | 0.750 | 65995 | RIGHT SIDE OF HOUSE NEAR FRONT
5100 | SPRINGFIELD CT | 43081-4444 | Active | G214086 | WILKINS | 720A | PVB | 0.750 | 96646 | RIGHT HAND SIDE EAST
5169 | SPRINGFIELD CT | 43081-4443 | Active | 4868414 | WILKINS | 975 | RP | 0.750 | 66224 | FRONT OF HOUSE
5229 | SPRINGFIELD DR | 43081-4451 | Active | A072888 | WILKINS | 720A | PVB | 0.750 | 89408 | LEFT SIDE OF HOUSE
5256 | SPRINGFIELD DR | 43081-4452 | Active | H208741 | FEBCO | 765 | PVB | 1.000 | 91391 | RIGHT SIDE OF HOUSE
5264 | SPRINGFIELD DR | 43081-4452 | Active | T060873 | WILKINS | 720A | PVB | 1.000 | 66524 | LEFT SIDE OF HOUSE
5265 | SPRINGFIELD DR | 43081-4451 | Active | T299929 | WILKINS | 720A | PVB | 0.750 | 94668 | LEFT SIDE
5278 | SPRINGFIELD DR | 43081-4452 | Active | T417973 | WILKINS | 720A | PVB | 0.750 | 66544 | LEFT SIDE OF HOUSE
406 | SPRINGS DR | 43214-2828 | Active | EAG4993 | WILKINS | 720A | PVB | 0.750 | 3534669 | RIGHT SIDE OF HOUSE
420 | SPRINGS DR | 43214-2828 | Active | H323264 | FEBCO | 765 | PVB | 0.750 | 88639 | FRONT OF HOUSE
421 | SPRINGS DR | 43214-2827 | Active | CB630270 | WILKINS | 720A | PVB | 0.750 | 3534671 | FRONT RIGHT OF DOOR
435 | SPRINGS DR | 43214-2827 | Active | T480141 | WILKINS | 720A | PVB | 0.750 | 3534673 | RIGHTSIDE
444 | SPRINGS DR | 43214-2828 | Active | 22286 | WATTS | 800QT | PVB | 1.000 | 64006 | RIGHT SIDE OF HOUSE
715 | SPRINGVIEW LN | 43016-7045 | Active | 022693 | WATTS | 800M4 | PVB | 0.750 | 71508 | FRONT OF HOUSE RIGHT OF FT.DOOR
7158 | SPRINGVIEW LN | 43016-7046 | Active | A107195 | WILKINS | 720A | PVB | 0.750 | 71515 | RIGHT SIDE OF HOUSE
7163 | SPRINGVIEW LN | 43216- | Active | 3770854 | WILKINS | 975XL | RP | 0.750 | 71525 | ISLAND F/BOX N OF 7151 GARAGE
7167 | SPRINGVIEW LN | 43016-7045 | Active | H254798 | FEBCO | 765 | PVB | 0.750 | 71531 | LEFT SIDE OF HOUSE
7183 | SPRINGVIEW LN | 43016-7045 | Active | CB587277 | WILKINS | 720A | PVB | 0.750 | 71560 | RIGHT SIDE OF HOUSE
7191 | SPRINGVIEW LN | 43016-7045 | Active | A106952 | WILKINS | 720A | PVB | 0.750 | 71590 | LEFT SIDE OF HOUSE
7198 | SPRINGVIEW LN | 43016-7046 | Active | CB028991 | WILKINS | 720A | PVB | 0.750 | 103098 | RIGHT SIDE OF HOUSE
7199 | SPRINGVIEW LN | 43016-7045 | Active | T385622 | WILKINS | 720A | PVB | 0.750 | 3594252 | RIGHT CENTER BY GAS MTR AT DRVWAY
7218 | SPRINGVIEW LN | 43016-7044 | Active | F031689 | WILKINS | 720A | PVB | 0.750 | 97444 | RIGHT SIDE OF HOUSE
7225 | SPRINGVIEW LN | 43016-7043 | Active | T081607 | WILKINS | 720A | PVB | 0.750 | 103595 | LEFT SIDE
7226 | SPRINGVIEW LN | 43016-7044 | Active | F021243 | WILKINS | 720A | PVB | 0.750 | 97669 | RIGHT SIDE CENTER
8228 | SPRUCE NEEDLE CT | 43235-4616 | Active | T259106 | Wilkins | 720A | PVB | 1.000 | 94670
8235 | SPRUCE NEEDLE CT | 43235-4616 | Active | AG3828 | FEBCO | 765 | PVB | 1.000 | 94671 | RIGHT SIDE OF HOUSE
8240 | SPRUCE NEEDLE CT | 43235-4616 | Active | T203975 | WILKINS | 720A | PVB | 0.750 | 94672 | RIGHT SIDE OF HOUSE
8247 | SPRUCE NEEDLE CT | 43235-4616 | Active | AG7638 | FEBCO | 765 | PVB | 1.000 | 94673 | FRONT OF HOUSE
8259 | SPRUCE NEEDLE CT | 43235-4616 | Active | AG3751 | FEBCO | 765 | PVB | 1.000 | 94674 | RIGHT SIDE OF HOUSE
8264 | SPRUCE NEEDLE CT | 43235-4616 | Active | CA6895 | FEBCO | 765 | PVB | 1.000 | 94675 | FRONT OF HOUSE
8271 | SPRUCE NEEDLE CT | 43235-4616 | Active | HC99186 | FEBCO | 765 | PVB | 1.000 | 94815 | RIGHT SIDE OF HOUSE
8280 | SPRUCE NEEDLE CT | 43235-4616 | Active | AC7264 | FEBCO | 765 | PVB | 0.750 | 73637 | LEFT FRONT SIDE OF HOUSE
273 | SPRUCE ST | 43215 | Active | 14827 | WATTS | 919AQT | RP | 1.500 | 102773 | INSIDE BUILDING @ WATER METER
273 | SPRUCE ST | 43215 | Active | 311590 | WATTS | 009M2QT | RP | 2.000 | 3653457 | NORTH EAST CORNER OF LOT IN HOT BOX
300 | SQUIRES RDG | 43220-6205 | Removed | 187716 | WATTS | 009QT | RP | 0.750 | 93941 | BASEMENT AT MECH METER
3000 | SQUIRES RDG | 43220-6205 | Active | 192645 | WATTS | 800QT | PVB | 1.000 | 97030 | LEFT OF FRONT DOOR
3000 | SQUIRES RDG | 43220-6205 | Active | 187718 | WATTS | 009QT | RP | 0.750 | 3653058 | BASEMENT AT MECH METER
5000 | SQUIRREL BEND RD | 43220-2278 | Active | 269039 | WATTS | LF009M2QT | RP | 1.000 | 3653300
4300 | SQUIRREL BND | 43220-6109 | Active | 30058 | WATTS | 009QT | RP | 0.750 | 63602 | SW CORNER UTILITY ROOM
4350 | SQUIRREL BND | 43220-6109 | Not Required by DOW | 5387 | WATTS | 800M2QT | PVB | 1.500 | 63786 | WEST SIDE OF HOUSE
4350 | SQUIRREL BND | 43220-6109 | Removed | REPW255218 | WILKINS | 975A | RP | 1.000 | 89055 | IN BASEMENT AT WATER METER
4350 | SQUIRREL BND | 43220-6109 | Active | 213273 | Wilkins | 97XL | RP | 1.000 | 3650738 | BASEMENT ABOVE WATER METER
5015 | SQUIRREL BND | 43220-2279 | Active | CB729873 | WILKINS | 720A | PVB | 1.000 | 65727 | FRONT OF HOUSE, RIGHT OF FRONT DOOR
5045 | SQUIRREL BND | 43220-2279 | Active | 258045 | WATTS | 009QT | RP | 1.000 | 92244 | BASEMENT AT WATER METER
5080 | SQUIRREL BND | 43220-2278 | Active | 064296 | WATTS | LF800M4 | PVB | 0.750 | 3534899 | LEFT FRONT
5085 | SQUIRREL BND | 43220-2279 | Active | 75014 | FEBCO | 765 | PVB | 1.000 | 87501 | LEFT OF FRONT DOOR
5090 | SQUIRREL BND | 43220-2278 | Active | DL8362 | FEBCO | 765 | PVB | 1.000 | 65980 | EAST SIDE BY GAS METER (SERIAL #DL8362)
5100 | SQUIRREL BND | 43220-6267 | Active | T083952 | WILKINS | 720A | PVB | 0.750 | 94679 | REAR OF HOUSE
5105 | SQUIRREL BND | 43220-6122 | Active | 78801 | RAINBIRD | 100 | DC | 1.000 | 66043 | BASEMENT AT WATER METER
1117 | ST AGNES AVE | 43204-2736 | Active | H275625 | FEBCO | 765 | PVB | 0.750 | 87496 | FRONT OF HOUSE
8711 | ST ALBANS PL | 43017-9669 | Active | AC6685 | FEBCO | 765 | PVB | 0.750 | 92119 | FRONT OF HOUSE
8723 | ST ALBANS PL | 43017-9669 | Active | 04115 | FEBCO | 765 | PVB | 0.750 | 94502 | LEFT SIDE OF HOUSE
8733 | ST ALBANS PL | 43017-9669 | Active | 05148 | WATTS | 800M4QT | PVB | 1.000 | 94503 | LEFT SIDE
8738 | ST ALBANS PL | 43017-9668 | Active | AK2655 | FEBCO | 765 | PVB | 0.750 | 94504 | FRONT SIDE OF HOUSE
8745 | ST ALBANS PL | 43017-9669 | Active | H116157 | FEBCO | 765 | PVB | 1.000 | 91642 | LEFT SIDE OF HOUSE BY A/C
8750 | ST ALBANS PL | 43017-9668 | Active | 414680 | WATTS | 800QT | PVB | 1.000 | 94505 | LEFT CENTER
5790 | ST ANNS CT | 43017-9650 | Active | W002258 | WILKINS | 975XL | RP | 1.000 | 67961 | RIGHT SIDE MIDDLE
5794 | ST ANNS CT | 43017-9650 | Active | DB9611 | FEBCO | 765 | PVB | 1.000 | 94507 | RIGHT REAR BY AC
5814 | ST ANNS CT | 43017-9650 | Active | hc95654 | FEBCO | 765 | PVB | 1.000 | 68062 | LEFT SIDE OF HOUSE BY AC
5819 | ST ANNS CT | 43017-9650 | Active | AC6316 | FEBCO | 765 | PVB | 1.000 | 68075 | RIGHT SIDE OF HOUSE
5825 | ST ANNS CT | 43017-9650 | Active | 809212 | WILKINS | 720A | PVB | 0.750 | 94508 | REAR OF HOUSE PAST GARAGE
5831 | ST ANNS CT | 43017-9650 | Active | A133500 | WILKINS | 720A | PVB | 0.750 | 89244 | LEFT SIDE OF HOUSE
6045 | ST BOSWELS CT | 43017 | Active | T003714 | WILKINS | 720A | PVB | 1.500 | 68782 | LEFT FRONT NW OF HSE
6045 | ST BOSWELS CT | 43017 | Active | 4955258XLTCU | WILKINS | 975XL | RP | 1.000 | 3650126 | BSMNT AT WATER METER
6059 | ST BOSWELS CT | 43017 | Replaced | REPAC152 | FEBCO | 765 | PVB | 1.000 | 68827 | REPLACED- FRONT OF HOUSE RIGHT OF FRONT DOOR
6059 | ST BOSWELS CT | 43017 | Active | 3904073 | WILKINS | 975XL | RP | 0.750 | 3609938 | FRONT OF HOUSE RIGHT OF FRONT DOOR
6073 | ST BOSWELS CT | 43017 | Replaced | REP68300 | WATTS | 009QT | RP | 1.000 | 68917 | REPLACED- OUTSIDE LEFT FRONT SIDE
6073 | ST BOSWELS CT | 43017 | Active | 4837534 | WILKINS | 975XL | RP | 1.000 | 3610057 | OUTSIDE LEFT FRONT SIDE
3395 | ST CHARLES LN | 43026-5749 | Active | EAK1326 | WILKINS | 720A | PVB | 0.750 | 102879 | LEFT FRONT
3418 | ST CHARLES LN | 43026-5735 | Active | G217025 | WILKINS | 720A | PVB | 0.750 | 96172 | LEFT SIDE
3438 | ST CHARLES LN | 43026-5735 | Active | F031385 | WILKINS | 720A | PVB | 0.750 | 97398 | RIGHT SIDE
3439 | ST CHARLES LN | 43026-5736 | Active | T231694 | WILKINS | 720A | PVB | 0.750 | 96185 | LEFT SIDE
3466 | ST CHARLES LN | 43026-5735 | Active | G217310 | WILKINS | 720A | PVB | 0.750 | 96173 | LEFT SIDE
340 | ST CLAIR AVE | 43203-1389 | Active | 116469 | AMES | 3000SS | DCDA | 6.000 | 60601 | FIRE PUMP ROOM
340 | ST CLAIR AVE | 43203-1389 | Active | PF1982 | Watts | 957 | RP | 3.000 | 60602 | IN BASEMENT AT WATER METER
340 | ST CLAIR AVE | 43203-1389 | Active | 50591 | WATTS | 007QT | DC | 0.750 | 60603 | FIRE PUMP ROOM
771 | ST CLAIR AVE | 43201-3015 | Due Install |  |  |  | RP | 0.750 | 3535183
797 | ST CLAIR AVE | 43201-3015 | Due Install |  |  |  | RP | 0.750 | 3535186
985 | ST CLAIR AVE | 43201-3060 | Due Install |  |  |  | RP |  | 3535206
931 | ST CLAIR AVE UNIT A | 43201-3057 | Not Required by DOW | [5 empty] | 3535200
592 | ST FILLANS CT | 43017-8544 | Active | G242412 | WILKINS | 720A | PVB | 0.750 | 98590 | LEFT SIDE
1309 | ST JAMES LUTHER LN | 43228-9759 | Removed | 1289678REM | WILKINS | 975XL | RP | 1.500 | 54621 | ***REMOVED***MECH. ROOM
1309 | ST JAMES LUTHER LN | 43228-9759 | Removed | 1609REM | AMES | 4000B | RP | 1.000 | 54622 | ***REMOVED***POOL MECH ROOM
1309 | ST JAMES LUTHER LN | 43228-9759 | Removed | 3047REM | WILKINS | 575 | RP | 1.000 | 54623 | REMOVED-IN MECH ROOM
1309 | ST JAMES LUTHER LN | 43228-9759 | Active | QE-0007 | WATTS | 757 | DC | 6.000 | 3618608 | METER PIT NEAR BLDG NE CORNER MOTEL 6
1309 | ST JAMES LUTHER LN | 43228-9759 | Active | 213963 | WATTS | 007M3-FP | DC | 0.750 | 3618609 | METER PIT NEAR BLDG NE MOTEL 6
1309 | ST JAMES LUTHER LN | 43228-9759 | Not Required by DOW | 1289678 | WILKINS | 975XL | RP | 1.500 | 3622484 | BOILER ROOM BEHIND DOM WATER METER
1309 | ST JAMES LUTHER LN | 43228-9759 | Active | SJ-2924 | WATTS | 957 | RP | 3.00 | 3633174 | MECH ROOM BY POOL AT WATER METER
1309 | ST JAMES LUTHER LN | 43228-9759 | LPS - Active |  |  |  | LPC |  | 3650059 | FIRE PUMP
1313 | ST JAMES LUTHER LN | 43228-9759 | Removed | 55148REM | FEBCO | 765 | PVB | 1.000 | 54644 | IN MECHANICAL ROOM AT NORTHEAST CORNER
1313 | ST JAMES LUTHER LN | 43228-9759 | Active | 3551627 | WILKINS | 975XL | RP | 2.000 | 88559 | MECH ROOM, WATER SERVICE FROM 1313 ST JAMES.ACTUALLY SAYS 1323 ON DOOR IN BACK
1313 | ST JAMES LUTHER LN | 43228-9759 | Active | 56239C | WILKINS | 375AST | RP | 6.000 | 3638893
3033 | ST JOHN CT | 43202-1822 | Active | J101663 | FEBCO | 825Y | RP | 0.750 | 3535292 | INSIDE POOL EQUIPMENT ROOM BY DEDUCT METER
6102 | ST MEL CIR | 43017-8298 | Active | T038549 | WILKINS | 720A | PVB | 0.750 | 101160 | RIGHT SIDE OF HOUSE
6134 | ST MEL CIR | 43017-8298 | Active | 311036 | WILKINS | 720A | PVB | 0.750 | 69103 | EAST SIDE OF HOUSE
6167 | ST MEL CIR | 43017-8298 | Active | cb215401 | WILKINS | 720 | PVB | 0.750 | 69212 | RT SIDE
882 | STAFFINGTON DR | 43081- | Active | 141113 | WATTS | 007M2QT | DC | 1.500 | 74331 | IN MECH ROOM OUTSIDE OF APT 8242
882 | STAFFINGTON DR | 43081- | Active | 751588 | WATTS | 007M2QT | DC | 1.500 | 74332 | BLDG 9 SPRINKLER ROOM EAST END OF BLDG
882 | STAFFINGTON DR | 43081- | Active | 32420 | AMES | 2000B | DC | 1.500 | 74333 | SPRINKLER ROOM BLDG 6
882 | STAFFINGTON DR | 43081- | Active | 140760 | WATTS | 007M2QT | DC | 1.500 | 74334 | BLDG 7 FIRE SPRINKLER ROOM
882 | STAFFINGTON DR | 43081- | Active | 46359 | WATTS | 007M2QT | DC | 1.500 | 74335 | EAST END OF BLDG IN FIRE SPRINKLER RM
882 | STAFFINGTON DR | 43081- | Active | 46766 | WATTS | 007M1QT | DC | 1.500 | 74336 | FIRE SPRINKLER ROOM AT BASE OF STAIRS CENTER OF BUILD 5
882 | STAFFINGTON DR | 43081- | Active | 48863 | WATTS | 007QT | DC | 1.500 | 74337 | BLDG 10 IN VALVE CLOSET NEXT TO APARTMENT #8394
882 | STAFFINGTON DR | 43081- | Active | A277404 | Wilkins | 350 XL | DC | 1.500 | 74338 | BLDG 8 FIRE SPRINKLER ROOM SOUTHEAST CORNER OF BUILDING BY STAIRS
882 | STAFFINGTON DR | 43081- | Active | 058571 | WATTS | LF007M2QT | DC | 1.500 | 74339 | WEST END OF 962 IN FIRE SPRINKLER ROOM
882 | STAFFINGTON DR | 43081- | Active | 51594 | WATTS | 007M2QT | DC | 1.500 | 74340 | BLDG 4 FIRE SPRINKLER MECH ROOM
882 | STAFFINGTON DR | 43081- | Due Install |  |  |  | RP | 6.000 | 3658737 | BLDG 4 FIRE SPRINKLER MECH ROOM
246 | STAFFORD PL | 43209-3132 | Active | CAB63145 | WILKINS | 720A | PVB | 1.000 | 94680 | RIGHT SIDE OF HOUSE
2477 | STAFFORD PL | 43209-3132 | Active | W149766 | WILKINS | 975 | RP | 0.750 | 58416 | BASEMENT AT METER
2478 | STAFFORD PL | 43209-3133 | Active | G242131 | WILKINS | 720A | PVB | 0.750 | 98643 | LEFT SIDE OF HOUSE
1760 | STAGECOACH CT | 43065-9283 | Active | W149773 | WILKINS | 975XLBMS | RP | 0.750 | 56061 | BASEMENT AT WATER METER
608 | STAMBAUGH AVE | 43207-2564 | Active | 42940 | WATTS | 009QT | RP | 0.500 | 68940 | UNDER BAPTISTRY AT STAIRWAY
490 | STANBERRY RD | 43026 | Active | HG96585 | FEBCO | 765 | PVB | 0.750 | 3657829
7858 | STANBURN RD | 43235-1810 | Active | H328643 | FEBCO | 765 | PVB | 0.750 | 91530 | NW CORNER OF HOUSE LEFT SIDE
2110 | STANCREST RD | 43016-8917 | Active | G006462 | WILKINS | 720A | PVB | 1.000 | 101011 | LEFT SIDE
1800 | STANFORD RD | 43212-1027 | Active | DK6623 | FEBCO | 765 | PVB | 0.750 | 93088 | SIDE OF HOUSE
1827 | STANFORD RD | 43212-1028 | Active | A12309 | FEBCO | 765 | PVB | 1.000 | 56333 | NEXT TO FIREPLACE, OUTSIDE
1840 | STANFORD RD | 43212-1051 | Active | T076742 | WILKINS | 720A | PVB | 0.750 | 101458 | LEFT SIDE
1897 | STANFORD RD | 43212-1052 | Active | CB316135 | WILKINS | 720 | PVB | 0.750 | 3535935 | right side-must go through gated backyard
1922 | STANFORD RD | 43212-1071 | Active | CAB31835 | WILKINS | 720A | PVB | 0.750 | 3535936 | LEFT SIDE OF HOUSE
1991 | STANFORD RD | 43212-1966 | Replaced | REP183369 | WILKINS | 720A | PVB | 0.750 | 94681 | REPLACED- FRONT OF HOUSE
1991 | STANFORD RD | 43212-1966 | Under renovation | 689321 | WATTS | 800 | PVB | 1.000 | 3611277 | FRONT OF HOUSE
2061 | STANFORD RD | 43212-1968 | NULL | [5 empty] | 3618145
1203 | STANHOPE DR | 43221-2332 | Active | H494488 | FEBCO | 765 | PVB | 0.750 | 97752 | front of house
446 | STANLEY AVE | 43206-2318 | Active | T041375 | WILKINS | 720A | PVB | 0.750 | 101032 | RIGHT FRONT
407 | STANNAGE CLOSE | 43054-6002 | Active | 049526 | WATTS | LF800M4QT | PVB | 0.750 | 94610 | RIGHT FRONT
4088 | STANNAGE CLOSE | 43054 | Active | T034846 | WILKINS | 720A | PVB | 0.750 | 99994 | RIGHT SIDE
4089 | STANNAGE CLOSE | 43054-6002 | Active | G050418 | WILKINS | 720A | PVB | 0.750 | 91693 | FRONT OF HOUSE
4099 | STANNAGE CLOSE | 43054-6002 | Active | H449719 | FEBCO | 765 | PVB | 0.750 | 92721 | LEFT REAR OF HOUSE
4102 | STANNAGE CLOSE | 43054-6002 | Active | T064713 | WILKINS | 720A | PVB | 1.000 | 91605 | RIGHT SIDE OF HOUSE
4107 | STANNAGE CLOSE | 43054 | Active | T197886 | WILKINS | 720 | PVB | 0.750 | 3607713 | Right Front
4112 | STANNAGE CLOSE | 43054-6002 | Active | T477183 | WILKINS | 720A | PVB | 0.750 | 91954 | REAR OF HOUSE
3989 | STANNAGE PASS | 43054-6000 | Active | G204961 | WILKINS | 720A | PVB | 0.750 | 91558 | RIGHT SIDE OF HOUSE
3994 | STANNAGE PASS | 43054-6000 | Active | H016000 | FEBCO | 765 | PVB | 0.750 | 89189 | FRONT LEFT
5510 | STANSBURY DR | 43017 | Active | CB333001 | WILKINS | 720A | PVB | 0.750 | 3624861 | RIGHT FRONT
5513 | STANSBURY DR | 43017 | In Review |  |  |  | RP |  | 3628251 | BACK RIGHT UNDER DECK IN A/C UNIT COVE
5513 | STANSBURY DR | 43017 | Active | CB478596 | WILKINS | 720 | PVB | 0.750 | 3648791 | BACK CENTER UNDER DECK IN A/C UNIT COVE
5516 | STANSBURY DR | 43017 | Active | t386610 | Wilkins | 720A | PVB | 0.750 | 3647153 | Left middle behind A/C
5519 | STANSBURY DR | 43017 | Active | CB620421 | WILKINS | 720A | PVB | 0.750 | 3639119 | RIGHT FRONT
5522 | STANSBURY DR | 43017 | Active | T446320 | WILKINS | 720A | PVB | 0.750 | 3653028 | FRONT LEFT
5528 | STANSBURY DR | 43017 | Active | T446258 | WILKINS | 720 | PVB | 0.750 | 3651443 | FRONT MIDDLE
5534 | STANSBURY DR | 43017 | Active | CB094493 | WILKINS | 720 | PVB | 0.750 | 3650142 | RIGHT FRONT
5540 | STANSBURY DR | 43017 | Active | EAD8325 | WILKINS | 720 | PVB | 0.750 | 3653632 | BACK SIDE OF HOUSE
5549 | STANSBURY DR | 43017 | Active | 75889 | WATTS | 919 | RP | 0.750 | 3634945 | NEAR METER ON SUPPLY TO WATER POWERED SUMP
5552 | STANSBURY DR | 43017 | Active | T549898 | WILKINS | 720A | PVB | 0.750 | 3630228 | RIGHT FRONT
5555 | STANSBURY DR | 43017 | Active | T329130 | WILKINS | 720A | PVB | 0.750 | 3636762 | LEFT FRONT
5558 | STANSBURY DR | 43017 | Active | T293588 | WILKINS | 720A | PVB | 0.750 | 3634943 | Front Right
5561 | STANSBURY DR | 43017 | Active | CB004416 | WILKINS | 720A | PVB | 0.750 | 3648764 | LEFT FRONT
5564 | STANSBURY DR | 43017 | Active | T446257 | WILKINS | 720A | PVB | 0.750 | 3652656 | FRONT CENTER
5567 | STANSBURY DR | 43017 | Removed | 71368REM | WATTS | 919QT | RP | 0.750 | 3626528 | ***REMOVED*** AT METER SET
5567 | STANSBURY DR | 43017 | Active | CB363239 | WILKINS | 720A | PVB | 0.750 | 3630091 | FRONT RIGHT BY PORCH & GARAGE
5570 | STANSBURY DR | 43017 | Active | CB151003 | WILKINS | 720A | PVB | 0.750 | 3624854 | RIGHT FRONT
5573 | STANSBURY DR | 43017 | Active | T309599 | WILKINS | 720A | PVB | 0.750 | 3633628 | LEFT FRONT
5576 | STANSBURY DR | 43017 | Active | T386366 | WILKINS | 720A | PVB | 0.750 | 3648356 | FRONT LEFT IN COVE
7250 | STAR CHECK DR | 43217-1025 | Active | 06167 | AMES | 4000B | RP | 0.750 | 102112 | PUMP HSE
7250 | STAR CHECK DR | 43217-1025 | Active | 208326 | WATTS | 909 | RP | 4.000 | 102113 | PUMP HOUSE
7250 | STAR CHECK DR | 43217-1025 | Not Required by DOW | 255032 | WATTS | 009M2QT | RP | 1.000 | 102114 | BOILER ROOM
7250 | STAR CHECK DR | 43217-1025 | Active | 02499-0504 | AMES | 5000 | RPDA | 4.000 | 102115 | PUMP HOUSE
7250 | STAR CHECK DR | 43217-1025 | Not Required by DOW | 187708 | WATTS | 009M3QT | RP | 0.750 | 102116 | BOILER ROOM
2020 | STARGRASS AV | 43123-8533 | Active | G217235 | WILKINS | 720A | PVB | 0.750 | 96077 | left side
2067 | STARGRASS AVE | 43123-8532 | Active | 487477 | WATTS | 800M4QT | PVB | 0.750 | 91904 | NW CORNER OF HOUSE BY FRONT DOOR
2083 | STARGRASS AVE | 43123-8532 | Active | CB001041 | Wilkins | 720-A | PVB | 0.750 | 57174 | OUTSIDE
2091 | STARGRASS AVE | 43123-8532 | Active | EAF6325 | WILKINS | 720A | PVB | 0.750 | 57191 | OUTSIDE
2094 | STARGRASS AVE | 43123-8533 | Active | Cb492656 | WILKINS | 720A | PVB | 0.750 | 94683 | SOUTH EAST CORNER
2099 | STARGRASS AVE | 43123-8532 | Active | CB544508 | WILKINS | 720A | PVB | 0.750 | 94684 | RIGHT SIDE OF HOUSE
4141 | STARGRASS CT | 43026-3018 | Active | H515437 | FEBCO | 765 | PVB | 0.750 | 95438 | LEFT SIDE OF HOUSE
4143 | STARGRASS CT | 43026-3018 | Active | CB544568 | WILKINS | 720A | PVB | 0.750 | 3536418 | LEFT SIDE OF HOUSE
4144 | STARGRASS CT | 43026-3018 | Active | G045285 | WILKINS | 720A | PVB | 0.750 | 87888 | REAR OF HOUSE
4153 | STARGRASS CT | 43026-3018 | Active | AA6488 | FEBCO | 765 | PVB | 0.750 | 63100 | LEFT HAND SIDE
4165 | STARGRASS CT | 43026-3018 | Active | H387765 | FEBCO | 765 | PVB | 0.750 | 97037 | LEFT SIDE OF HOUSE
4166 | STARGRASS CT | 43026-3018 | Active | 1833 | FEBCO | 765 | PVB | 0.750 | 63131 | RIGHT SIDE OF HOUSE
4185 | STARGRASS CT | 43026-3018 | Active | 542852 | WILKINS | 720A | PVB | 0.750 | 63187 | BACK OF HOUSE
7100 | STARKEYS CT | 43017-1014 | Active | FL0920 | FEBCO | 765 | PVB | 1.000 | 94685 | RIGHT SIDE BY FIREPLACE
7108 | STARKEYS CT | 43017-1014 | Active | 367479 | WILKINS | 720A | PVB | 1.000 | 94686 | LEFT FRONT
7116 | STARKEYS CT | 43017-1014 | Active | 367558 | WILKINS | 720A | PVB | 1.000 | 91607 | LEFT SIDE OF HOUSE
7124 | STARKEYS CT | 43017-1014 | Active | 367550 | WILKINS | 720A | PVB | 1.000 | 91608 | BACK OF HOUSE
104 | STARLING ST | 43215 | Active | 30652 | WILKINS | 375AST | RP | 4.000 | 3653226 | IN MECH ROOM, N/W
104 | STARLING ST | 43215 | Active | 58485 | WILKINS | 350ADA | DCDA | 4.000 | 3653227 | N/W
104 | STARLING ST | 43215 | Active | HG52215 | WILKINS | 950XL | DC | 0.750 | 3653228 | N/W CORNER
104 | STARLING ST | 43215 | Not Required by DOW | AB07370 | WILKINS | 975XL | RP | 1.000 | 3653235
345 | STARRETT CT | 43214-2524 | Active | 752657 | WILKINS | 720A | PVB | 0.750 | 60770 | FRONT OF HOUSE
457 | STARRETT RD | 43214-2527 | Active | H380051 | FEBCO | 765 | PVB | 0.750 | 89001 | RIGHT SIDE OF HOUSE NEAR A/C UNIT
7925 | STATION ST | 43235 | Active | 92425 | WATTS | 009QT | RP | 1.500 | 72980 | MECH ROOM ON NE SIDE
5500 | STEELE CT | 43054-8225 | Active | CB026838 | WILKINS | 720A | PVB | 0.750 | 103108 | FRONT LEFT
5530 | STEELE CT | 43054 | Active | G033342 | WILKINS | 720A | PVB | 0.750 | 91099 | LEFT SIDE OF HOUSE
5541 | STEELE CT | 43054 | Active | 166349 | WATTS | 009M3QT | RP | 0.750 | 88302
1080 | STEELWOOD AVE | 43212 | Active | 3925295 | WILKINS | 975XL2 | RP | 1.500 | 101700 | 1791 KENNY RD-FRESNIUS DIALYSIS S SIDE BLDG BY LOAD DOCK S MAN DOOR @ METER
1234 | STEELWOOD AVE | 43212 | Active | PK-0902 | AMES | COLT 400 | RP | 4.000 | 3616977 | HOT BOX AT METER VAULT
1234 | STEELWOOD AVE | 43212 | Active | PK-0601 | AMES | COLT 300GV | DCDA | 8.000 | 3618211 | METER VAULT SW CORNER OF PROPERTY
1234 | STEELWOOD AVE | 43212 | Active | 41122 | AMES | 2000BM3 | DC | 0.750 | 3618212 | METER VAULT SW CORNER OF PROPERTY
1234 | STEELWOOD AVE | 43212 | Not Required by DOW | CB165281 | WILKINS | 720A | PVB | 1.000 | 3618284 | LEFT OF MAIN ENTRANCE TO APARTMENT BUILDING
1234 | STEELWOOD AVE | 43212 | Not Required by DOW | CB180449 | WILKINS | 720A | PVB | 1.000 | 3618285 | IN COURTYARD NEAR POOL AT WOMEN'S RESTROOM BUILDING
1234 | STEELWOOD AVE | 43212 | LPS - Active |  |  |  | LST |  | 3655531 | PUMP ROOM
1166 | STEELWOOD RD | 43212-1356 | Active | 1185960302 | AMES | 3000SS | DCDA | 8.000 | 88772 | IN MTR PIT - 1160 STEELWOOD RD
1166 | STEELWOOD RD | 43212-1356 | Active | 22896 | AMES | 2000SS | DC | 0.750 | 88940 | IN MTR PIT - 1160 STEELWOOD RD
1166 | STEELWOOD RD | 43212-1356 | Active | 4181435 | WILKINS | 975XL2 | RP | 2.000 | 88941 | 1160 STEELWOOD RD, S SIDE OF BLDG IN CABBAGE CASE
1166 | STEELWOOD RD | 43212-1356 | Not Required by DOW | W331062 | WILKINS | 975XL | RP | 0.500 | 88942 | JACUZZI RM - 1160 STEELWOOD
7415 | STEEPLECHASE LN | 43054 | Active | CAA36834 | WILKINS | 720A | PVB | 0.750 | 3636653 | RIGHT SIDE OF HOUSE
7425 | STEEPLECHASE LN | 43054 | Active | T303354 | WILKINS | 720A | PVB | 0.750 | 3630157 | FRONT OF HOUSE
7435 | STEEPLECHASE LN | 43054 | Active | CB548669 | WILKINS | 720A | PVB | 0.750 | 3632501 | LEFT SIDE
7445 | STEEPLECHASE LN | 43054 | Active | CAA36883 | WILKINS | 720A | PVB | 0.750 | 3639175 | RIGHT SIDE OF HOUSE
7595 | STEEPLECHASE N LN | 43054 | Active | EAF7648 | WILKINS | 720A | PVB | 0.750 | 3656569 | LEFT FRONT
7605 | STEEPLECHASE N LN | 43054 | Active | EAF9352 | WILKINS | 720A | PVB | 0.750 | 3656570 | RIGHT FRONT
2100 | STELLA CT | 43215-1011 | Active | 22696 | WATTS | 007QT | DC | 1.500 | 57243 | BASEMENT BOILER ROOM
2100 | STELLA CT | 43215-1011 | Due Install |  |  |  | RP |  | 3635634
2109 | STELLA CT | 43215-1032 | Active | W047113 | WILKINS | 975 | RP | 1.000 | 57314 | BASEMENT AT METER
2130 | STELLA CT | 43215-1011 | Active | EA09575 | WILKINS | 720A | PVB | 1.000 | 94688 | WEST SIDE BEHIND AC UNITS
4132 | STELLAR DR | 43026-2515 | Active | H275561 | FEBCO | 765 | PVB | 0.750 | 3536768 | RIGHT SIDE
4146 | STELLAR DR | 43026-2515 | Active | T240018 | Wilkins | 720A | PVB | 0.750 | 63068 | RIGHT SIDE
4153 | STELLAR DR | 43026-2556 | Active | T189370 | WILKINS | 720A | PVB | 1.000 | 63101 | FRONT RIGHT OF DOOR
4175 | STELLAR DR | 43026-2556 | Active | CH2180 | FEBCO | 765 | PVB | 0.750 | 63156 | LEFT HAND SIDE
4176 | STELLAR DR | 43026-2515 | Active | A006825 | WILKINS | 720A | PVB | 0.750 | 63161 | BACK OF HOUSE NEXT TO BACK DOOR
4186 | STELLAR DR | 43026-2515 | Active | CAB50069 | WILKINS | 720A | PVB | 0.750 | 91888 | FRONT RIGHT
4187 | STELLAR DR | 43026-2556 | Active | T659024 | WILKINS | 720A | PVB | 1.000 | 63194 | RIGHT SIDE TOWARD FRONT OF HOUSE
4196 | STELLAR DR | 43026-2515 | Active | H817320 | FEBCO | 765 | PVB | 1.000 | 91516 | BACK OF HOUSE ON DOCK BEHIND SEAT
4220 | STELLAR DR | 43026-2550 | Active | A151001 | WILKINS | 720A | PVB | 0.750 | 3536773 | EAST SIDE OF HOUSE
414 | STELZER RD | 43219-2822 | Active | 103448 | WATTS | 919QT | RP | 0.750 | 3536779 | MECH ROOM NEXT RO METER
755 | STELZER RD | 43219-3727 | Active | QH1132 | AMES | COLT 400 | RP | 4.000 | 3536782 | METER BLDG SOUTHEAST SECTION OF PROPERTY
760 | STELZER RD | 43219-3738 | Active | 4371135 | WILKINS | 975XL2 | RP | 1.500 | 72304 | MTR IN GARAGE
840 | STELZER RD | 43219-5717 | Active | 607484 | WILKINS | 975 | RP | 2.000 | 73784 | MECHANICAL ROOM AT WATER METER
840 | STELZER RD | 43219-5717 | Not Required by DOW | 012747 | WATTS | 009M2QT | RP | 1.000 | 96853 | WASH BAY AREA
840 | STELZER RD | 43219-5717 | Not Required by DOW | 26282 | WATTS | 009M3QT | RP | 0.750 | 98080 | CLEAN AGENT AREA
840 | STELZER RD | 43219-5717 | Removed | REM27372 | WATTS | 009M2PCQT | RP | 0.750 | 100817 | REMOVED - NORTH SECTION OF CAR WASH SYSTEM
840 | STELZER RD | 43219-5717 | Removed | REM020480 | WATTS | 009M2QT | RP | 1.000 | 100820 | REMOVED - SOUTH SECTION OF CAR WASH SYSTEM
885 | STELZER RD | 43219 | Active | ACB2130 | WILKINS | 975XL2 | RP | 2.000 | 3656602 | PUMP ROOM OUTSIDE DOOR EAST
885 | STELZER RD | 43219 | Active | 37508B | WILKINS | 350ASTDA | DCDA | 8.000 | 3656603 | PUMP ROOM OUTSIDE DOOR EAST
885 | STELZER RD | 43219 | Active | HC55632 | WILKINS | 350XLD | DC | 0.750 | 3656604 | PUMP ROOM OUTSIDE DOOR EAST
885 | STELZER RD | 43219 | LPS - Active |  |  |  | LST |  | 3658060
950 | STELZER RD | 43219-3740 | Active | 0174 | AMES | 4000B | RP | 1.250 | 74762 | tank room anti-freeze loop
950 | STELZER RD | 43219-3740 | Active | 336969 | WATTS | 909M1QT | RP | 2.000 | 74763 | FILTER ROOM NEXT TO THE BOILER ROOM
950 | STELZER RD | 43219-3740 | Active | SK1377 | AMES | COLT 200 | DC | 6.00 | 74764 | IN PIT SW CORNER OF PROPERTY
950 | STELZER RD | 43219-3740 | Active | l111288 | WILKINS | 375 | RP | 6.000 | 74765 | SW ENGINE ROOM
950 | STELZER RD | 43219-3740 | Active | 121956 | WILKINS | 375 | RP | 6.00 | 74766 | S.W. CORNER OF BUILDING IN WATER ROOM
950 | STELZER RD | 43219-3740 | Active | 442673 | WATTS | 909M1QT | RP | 2.000 | 95858 | WATER SOFTNER ROOM
950 | STELZER RD | 43219-3740 | Active | 103949 | WATTS | LF919QT | RP | 0.750 | 95859 | COMPRESSOR ROOM COVER DOOR ON WALL
950 | STELZER RD | 43219-3740 | Active | Hj2450 | WATTS | 757A | DC | 2.500 | 98746 | OLD SYRUP ROOM
950 | STELZER RD | 43219-3740 | Due Install |  |  |  | RP | 6.000 | 3657490
977 | STELZER RD | 43219- | Active | 34316 | WATTS | 009M2QT | RP | 1.500 | 74893 | IN THE CAR WASH STORAGE ROOM
977 | STELZER RD | 43219- | Not Required by DOW | 57101 | WATTS | 919QT | RP | 0.750 | 87908 | WEST WALL MECH ROOM CAR WASH
139 | STELZER RD | 43219-2338 | Active | 17259 | WATTS | 009QT | RP | 0.750 | 54891 | IN FURNANCE ROOM ABOVE METER
1399 | STELZER RD | 43219-2338 | Active | ZA-1363 | AMES | COLT 300AGV | DCDA | 6.000 | 3659062 | IN METER VAULT
1399 | STELZER RD | 43219-2338 | Active | 09927 | WATTS | 007M3 | DC | 0.750 | 3659063 | IN METER VAULT
1423 | STELZER RD | 43219-2338 | Inactive | 417530 | WATTS | 909QT | RP | 1.000 | 54987 | 0 USE 6/3/16 CAG. N.E.WALL IN DISPATCH OFF.
1441 | STELZER RD | 43219-2338 | Active | ABN8097 | WILKINS | 975XL | RP | 1.000 | 3536784
1620 | STELZER RD | 43219-2342 | Active | 102723 | WATTS | LF919 | RP | 0.750 | 3536785 | BY RESTROOM
1835 | STELZER RD | 43219 | Active | 303264 | WATTS | LF009M3QT | RP | 0.750 | 3649186 | BASEMENT SOUTHEAST CORNER
2145 | STELZER RD | 43219-3511 | Active | XE-3140 | AMES | COLT 200 | RP | 4.000 | 3655157 | SOUTH HOT BOX
2145 | STELZER RD | 43219-3511 | Active | XG-0167 | AMES | COLT 300-GV | DCDA | 8.000 | 3655158 | HOTBOX SOUTH EAST OF BLDG
2145 | STELZER RD | 43219-3511 | Active | 73912 | AMES | 2000BM3 | DC | 0.750 | 3655159 | HOTBOX SOUTHEAST OF BLDG
2145 | STELZER RD | 43219-3511 | LPS - Active |  |  |  | LST |  | 3655529 | FIRE PUMP - FIRE PUMP/RISER ROOM
2145 | STELZER RD | 43219-3511 | Active | 37605 | WATTS | LF009M2QT | RP | 1.250 | 3658369 | FIRE PUMP/RISER ROOM
2150 | STELZER RD | 43219 | Active | N1410140908 | FEBCO | LF860 | RP | 6.000 | 3611882 | WATER METER BLDG NE CORNER STELZER & GENESSEE
2150 | STELZER RD | 43219 | Active | N1410140910 | FEBCO | LF860 | RP | 6.000 | 3611913 | IN METER BLDG NE CORNER OF STELZER & GENESSEE
2322 | STELZER RD | 43219-3103 | Active | 352742 | WILKINS | 975 | RP | 1.000 | 57946 | EQUIPMENT ROOM AT METER
2435 | STELZER RD | 43219-3127 | Active | 120731 | WATTS | 009M2QT | RP | 1.500 | 88849 | 2469 STELZER RD, MECHANICAL ROOM AT WATER METER
2435 | STELZER RD | 43219-3127 | Active | 259281 | WATTS | 009M2QT | RP | 2.000 | 88871 | MECH ROOM
2435 | STELZER RD | 43219-3127 | Active | 1449360905 | AMES | 3000SS | DCDA | 4.000 | 88872 | MECH ROOM
2435 | STELZER RD | 43219-3127 | Active | 46660 | AMES | 2000B | DC | 0.750 | 88875 | MECH RROM
2469 | STELZER RD | 43219-3129 | Active | 109590 | AMES | 3000SS | DCDA | 6.000 | 58390 | MECH ROOM ON W SIDE OF BUILDING
2469 | STELZER RD | 43219-3129 | Not Required by DOW | 1160134 | WILKINS | 975XL | RP | 1.000 | 58391 | WEST MECH ROOM
2469 | STELZER RD | 43219-3129 | Active | 1176473 | WILKINS | 975XL | RP | 2.000 | 58392 | WEST MECH ROOM
2469 | STELZER RD | 43219-3129 | Active | 46781 | WATTS | 007M1 | DC | 0.750 | 58393 | MECH ROOM ON WEST SIDE OF BUILDING
2469 | STELZER RD | 43219-3129 | Removed | 280834 removed | WATTS | 009QT | RP | 0.500 | 58394 | X-RAY ROOM
2469 | STELZER RD | 43219-3129 | Not Required by DOW | 3182151 | WILKINS | 975XL | RP | 1.500 | 98345 | MECH ROOM WEST SIDE OF BUILDING
2489 | STELZER RD | 43219-3129 | Active | 1155061201 | AMES | 3000SS | DCDA | 3.000 | 58441 | Riser / Mechanical Room - West Side
2489 | STELZER RD | 43219-3129 | Active | ACC9818 | WILKINS | 975XL2 | RP | 2.000 | 58442 | Riser / Mechanical Room - West Side
2489 | STELZER RD | 43219-3129 | Active | 22954 | AMES | 2000B | DC | 0.75 | 58443 | Riser / Mechanical Room - West Side
2550 | STELZER RD | 43219 | Active | VH-0676 | AMES | 400 | RP | 4.000 | 3650810 | METER HOUSE BY STELZER RD
2550 | STELZER RD | 43219 | Active | VF-0837 | AMES | 300GV | DCDA | 6.000 | 3650811 | METER HOUSE BY STELZER RD
2550 | STELZER RD | 43219 | Active | 65830 | AMES | 2000BM3 | DC | 0.750 | 3650812 | METER HOUSE BY STELZER RD
2550 | STELZER RD | 43219 | LPS - Active |  |  |  | LPC |  | 3650943
2600 | STELZER RD | 43219- | Active | WC-1814 | AMES | COLT400 | RP | 4.000 | 3652717 | METER ROOM 2611 INSPIRATION TRAIL PKWY
2600 | STELZER RD | 43219- | Active | WC-0965 | AMES | COLT300GV | DCDA | 8.000 | 3652718 | METER ROOM 2611 INSPIRATION TRAIL PKWY
2600 | STELZER RD | 43219- | Active | 68814 | AMES | 2000BM3 | DC | 0.750 | 3652719 | METER ROOM 2611 INSPIRATION TRAIL PKWY
2747 | STELZER RD | 43219- | Active | T259068 | WILKINS | 720A | PVB | 1.000 | 3536816 | 3701 GOVERNORS CLUB BLVD, NW SIDE OF CLUBHOUSE
2747 | STELZER RD | 43219- | Due Install |  |  |  |  | 8.000 | 3655534
2760 | STELZER RD | 43219 | Active | ACK9448 | WILKINS | 975 | RP | 2.000 | 3653537 | MTR IN SW CORNER
2792 | STELZER RD | 43219 | Not Required by DOW | CB154648 | WILKINS | 720 | PVB | 0.750 | 3615129 | 2788 STELZER RD, LEFT SIDE
2792 | STELZER RD | 43219 | Active | 19898 | WATTS | LF919QT | RP | 1.500 | 3622491 | STORAGE CLOSET, 2788 STELZER
2810 | STELZER RD | 43219 | Active | 36267 | WATTS | 919AQT | RP | 1.000 | 101905 | NORTH WALL BESIDE METER
2845 | STELZER RD | 43219-3132 | Not Required by DOW | 14450 | WATTS | 919QT | RP | 1.000 | 93105 | MECH ROOM
2845 | STELZER RD | 43219-3132 | Active | 08845 | WATTS | 919QT | RP | 1.500 | 93111 | NW MECH AREA AT WATER METER
2846 | STELZER RD | 43219-3133 | Not Required by DOW | 2907310 | WILKINS | 975XL | RP | 1.000 | 96840 | IN MECH ROOM ON SOUTH SIDE OF BLDG
2846 | STELZER RD | 43219-3133 | Active | 3078176 | WILKINS | 975XL | RP | 1.500 | 96841 | IN MECH ROOM ON SOUTH SIDE OF BLDG
2875 | STELZER RD | 43219-3132 | Active | 436493 | WATTS | 909M1QT | RP | 1.500 | 93132 | WEST WALL OF STORE ROOM ST# 2034
2900 | STELZER RD | 43219-3133 | Not Required by DOW | 1200431207 | AMES | 4000SS | RP | 3.000 | 95637 | MAIN ENT MECH ROOM
2900 | STELZER RD | 43219-3133 | Not Required by DOW | 16497 | WATTS | 919AQT | RP | 1.000 | 95787 | WEST SIDE FRONT ENTRY MECH ROOM
2900 | STELZER RD | 43219-3133 | Active | 131340 | AMES | 4000SS | RP | 3.000 | 95864 | HOT BOX
2900 | STELZER RD | 43219-3133 | Active | 55007 | AMES | 2000B | DC | 0.750 | 95865 | METER PIT
2900 | STELZER RD | 43219-3133 | Active | 1582700607 | AMES | 3000SS | DCDA | 8.000 | 95866 | METER PIT
2900 | STELZER RD | 43219-3133 | Not Required by DOW | 45140 | WATTS | 008PCQT | SVB | 0.750 | 96675 | 2840/2848 STELZER, MECH ROOM REAR CENTER
2900 | STELZER RD | 43219-3133 | Removed | REM43381 | WATTS | 919AQT | RP | 0.750 | 102375 | 2856 STELZER, HOT WATER SPRAY BOOTH, @ MOP SINK
2900 | STELZER RD | 43219-3133 | Removed | REM42174 | WATTS | 919AQT | RP | 0.750 | 102376 | 2856 STELZER, COLD WATER SPRAY BOOTH, @ MOP SINK
2900 | STELZER RD | 43219-3133 | Not Required by DOW | 37958 | WATTS | 919AQT | RP | 0.750 | 102377 | 2856 STELZER, RENTAL UNIT OFF MASTER METER, @ MOP SINK
2900 | STELZER RD | 43219-3133 | Not Required by DOW | 45140 | WATTS | 008PCQT | PVB | 0.500 | 3609756 | IN HALL 10' UP BY WALL - ABOVE OVENS IN SERVICE HALL
2900 | STELZER RD | 43219-3133 | Not Required by DOW | 82677 | WATTS | 919 | RP | 0.750 | 3646511 | 2860 STELZER MECH ROOM
2900 | STELZER RD | 43219-3133 | Not Required by DOW | 446050 | WATTS | 909M1 | RP | 2.000 | 3649895 | 2848 STELZER RD MECH ROOM
2920 | STELZER RD | 43219- | Active | A04892 | WATTS | 009M2QT | RP | 1.500 | 95683 | NW CORNER
2920 | STELZER RD | 43219- | Active | 433432 | WATTS | 909M1QT | RP | 1.500 | 95684 | NW CORNER
2929 | STELZER RD | 43219-3132 | Active | 116006 | WATTS | 009M2 | RP | 1.500 | 88051 | IN N.W. CORNER OF BLDG @ WTR MTR (Stock Room)
2929 | STELZER RD | 43219-3132 | Removed | 253323REM | WATTS | 009M2 | RP | 1.000 | 88208 | REMOVED
2929 | STELZER RD | 43219-3132 | Active | 1432520705 | AMES | 3000SS | DCDA | 4.000 | 88209 | N.W. CORNER OF BLDG (Stock Room)
2929 | STELZER RD | 43219-3132 | Active | 45105 | AMES | 2000B | DC | 0.750 | 88210 | N.W. CORNER OF BLDG (Stock Room)
2959 | STELZER RD | 43219-3050 | Active | 211197 | WATTS | LF009M2QT | RP | 1.000 | 3536817 | MECH ROOM
3035 | STELZER RD | 43219-3027 | Active | 49219C | WILKINS | 375AST | RP | 4.000 | 3536818 | IN MECH RISER ROOM AT METER BY POOL
3035 | STELZER RD | 43219-3027 | Active | 39665 | WILKINS | 350ASTDA | DCDA | 4.000 | 3658052
3035 | STELZER RD | 43219-3027 | Active | HC81970 | WILKINS | 950XLD | DC | 0.750 | 3658053
3035 | STELZER RD | 43219-3027 | Not Required by DOW | 79789 | WATTS | 919QT | RP | 1.000 | 3658087 | IN MECH RISER ROOM AT METER BY POOL
3035 | STELZER RD | 43219-3027 | Not Required by DOW | ALA09859 | WILKINS | 975XL3 | RP | 1.000 | 3658190 | IN MECH RISER ROOM AT METER BY POOL
3109 | STELZER RD | 43219- | Active | A30690 | WATTS | 009QT | RP | 2.000 | 96485 | HOT BOX WEST SIDE OF STELZER RD AND EASTON SQUARE
3300 | STELZER RD | 43219-3034 | Active | YG2982 | WATTS | 957 | RP | 4.000 | 60414 | BLDG 3 COMMON BLDG BOILER CHILLER RM S WALL AT COL LINE
3300 | STELZER RD | 43219-3034 | Active | JP-49 | CLA-VAL | RP4 | RP | 2.00 | 60415 | RP3 ENERGY CENTER
3300 | STELZER RD | 43219-3034 | Active | 124805 | WATTS | 009QT | RP | 1.500 | 60416 | RP3 ENERGY CENTER EAST WALL
3300 | STELZER RD | 43219-3034 | Active | 135959 | WATTS | 909 | RP | 3.000 | 60417 | BUILDING RP2 LL
3300 | STELZER RD | 43219-3034 | Active | 135960 | WATTS | 909 | RP | 3.000 | 60418 | BUILDING RP2 LL
3300 | STELZER RD | 43219-3034 | Active | 136148 | WATTS | 909 | RP | 3.000 | 60419 | WEST WALL MECH. ROOM #1 RP4
3300 | STELZER RD | 43219-3034 | Active | 136149 | WATTS | 909 | RP | 3.000 | 60420 | WEST WALL MECH. ROOM #1 RP4
3300 | STELZER RD | 43219-3034 | Active | 136150 | WATTS | 909 | RP | 3.000 | 60421 | RP4 MECHANICAL ROOM #1 WEST WALL
3300 | STELZER RD | 43219-3034 | Active | 136159 | WATTS | 909 | RP | 3.000 | 60422 | WEST WALL MECH. ROOM #1 IN RP4
3300 | STELZER RD | 43219-3034 | Active | 141646 | WATTS | 909 | RP | 3.000 | 60423 | RP7 - LAWN IRRIGATION - NORTH SIDE
3300 | STELZER RD | 43219-3034 | Active | 141851 | WATTS | 909QTFDA | RP | 3.000 | 60424 | RP3 ENERGY CENTER SOUTH WALL
3300 | STELZER RD | 43219-3034 | Active | 171491 | WATTS | 909 | RP | 4.000 | 60425 | RP2 LL
3300 | STELZER RD | 43219-3034 | Active | 22130 | WATTS | LF909 | RP | 4.000 | 60426 | BUILDING RP 5 IN Boiler Room
3300 | STELZER RD | 43219-3034 | Active | 176509 | WATTS | 909 | RP | 4.000 | 60427 | BLDG RP5 IN TUNNEL
3300 | STELZER RD | 43219-3034 | Active | 176559 | WATTS | 909 | RP | 4.000 | 60428 | BLDG P 5 IN TUNNEL
3300 | STELZER RD | 43219-3034 | Active | 22046 | WATTS | LF909 | RP | 4.000 | 60429 | BLDG R-P5 IN Boiler Room
3300 | STELZER RD | 43219-3034 | Active | YF-1223 | WATTS | 957 | RP | 6.000 | 60430 | RP3 ENERGY CENTER SOUTH WALL
3300 | STELZER RD | 43219-3034 | Active | 245204 | WATTS | 909M1QT | RP | 2.000 | 60433 | RP4 MECHANICAL ROOM #2 NORTH WALL
3300 | STELZER RD | 43219-3034 | Active | 245206 | WATTS | 909M1QT | RP | 2.000 | 60434 | RP3 PACK LAB TESTING ROOM
3300 | STELZER RD | 43219-3034 | Active | 98542 | WATTS | 919 | RP | 0.750 | 60436 | RP3 Pack Lab MIXING VALVE
3300 | STELZER RD | 43219-3034 | Active | 36009 | WATTS | 009QT | RP | 0.750 | 60437 | RP7 HOSE HYDRANT
3300 | STELZER RD | 43219-3034 | Active | YI-0667 | WATTS | 957 | RP | 6.000 | 60438 | BLDG 3 SW CORNER OF BOILER-CHILLER RM AT COL LINE
3300 | STELZER RD | 43219-3034 | Active | 44245 | WATTS | 009QT | RP | 2.000 | 60439 | RP5 CHILLER ROOM NORTH WALL
3300 | STELZER RD | 43219-3034 | Active | YH1950 | WATTS | 957 | RP | 4.000 | 60440 | BLDG RP3 BOILER ROOM
3300 | STELZER RD | 43219-3034 | Active | 458280 | WATTS | 909M1QT | RP | 2.000 | 60441 | RP3 ENERGY CENTER
3300 | STELZER RD | 43219-3034 | Active | 124388 | WATTS | 009QT | RP | 1.500 | 60442 | RP3 ENERGY CENTER EAST WALL
3300 | STELZER RD | 43219-3034 | Active | 433986 | WATTS | 909M1QT | RP | 1.500 | 94487 | RP4 PENTHOUSE
3300 | STELZER RD | 43219-3034 | Active | 612870 | WATTS | 909QT | RP | 0.750 | 96745 | RP5 TOWER DRYER ROOM
3300 | STELZER RD | 43219-3034 | Active | 446909 | WATTS | 909PCM1QT | RP | 1.500 | 100693 | RP3 ENERGY CENTER - WATER SOFTENERS
3300 | STELZER RD | 43219-3034 | Removed | 001698REM | WATTS | 909QT | RP | 1.000 | 104011 | FRESH WATER FROM PROCESS, RP5 BLDG - DRY PROCESS AREA
3300 | STELZER RD | 43219-3034 | Removed | 016045 | WATTS | LF909QT | RP | 0.750 | 3613434 | 2ND FLOOR KITCHEN
3300 | STELZER RD | 43219-3034 | Not Required by DOW | Removed from service | WILKINS | 975 | RP | 0.750 | 3613652 | SANITATION AREA
3300 | STELZER RD | 43219-3034 | Not Required by DOW | Removed from service | WILKINS | 975 | RP | 0.750 | 3613653 | SANITATION AERA
3300 | STELZER RD | 43219-3034 | Not Required by DOW | Removed from service | WILKINS | 975 | RP | 0.750 | 3613654 | PROCESS AREA
3300 | STELZER RD | 43219-3034 | Active | 65846 | WATTS | 919AQT | RP | 0.750 | 3619796 | RP3 PACK LAB TESTING ROOM
3300 | STELZER RD | 43219-3034 | Not Required by DOW | Removed from service | WILKINS | 975 X | RP | 0.500 | 3619926 | AIR, PROCESS AREA
3300 | STELZER RD | 43219-3034 | Removed | W406252 | WATTS | 919 | RP | 0.500 | 3619927 | RP-5 EXTRUDER ROOM S WALL
3300 | STELZER RD | 43219-3034 | Active | 10246 | WATTS | LF909M1 | RP | 1.500 | 3633926 | RP5 BOILER ROOM NE CORNER
3300 | STELZER RD | 43219-3034 | Due Install |  |  |  | RP | 10.000 | 3641036 | SOUTHWEST METER/PUMP HSE BLDG AT WATER METER
3300 | STELZER RD | 43219-3034 | LPS - Active |  |  |  | LST |  | 3641037 | FIRE PUMP - SOUTHWEST COMPLEX, IN METER/PUMP HSE BLDG
3435 | STELZER RD | 43219-6004 | Not Required by DOW | 69792 | WATTS | 007M2QT | DC | 1.500 | 60733 | OUTSIDE MECH RM S END OF BLDG - 4201 EASTON COMMONS
3435 | STELZER RD | 43219-6004 | Active | 12811G | WILKINS | 375ASTR | RP | 3.000 | 60734 | METER ROOM S END OF BLDG - 4201 EASTON COMMONS
3435 | STELZER RD | 43219-6004 | Removed | 60734REM | WILKINS | 975 | RP | 3.000 | 3639270 | METER ROOM
3600 | STELZER RD | 43219 | Active | 137C | WILKINS | 375AST | RP | 4.000 | 3613881 | MECHANICAL ROOM/WATER METER ROOM 1006
3600 | STELZER RD | 43219 | Active | 1284610714 | AMES | 4000SS | RP | 4.000 | 3615203 | E WALL IN MECHANICAL ROOM 1006
3600 | STELZER RD | 43219 | Not Required by DOW | 19225 | WATTS | LF919QT | RP | 1.500 | 3615233 | ISOLATION RM #1092 EQUIPMENT COLD SIDE 1ST FL
3600 | STELZER RD | 43219 | Not Required by DOW | 20190 | WATTS | LF919QT | RP | 1.500 | 3615234 | ISOLATION RM #1092 EQUIPMENT HOT SIDE 1ST FL
3600 | STELZER RD | 43219 | Not Required by DOW | 07362 | WATTS | 919 | RP | 0.500 | 3615235 | ISOLATION FOR BOILER DRAIN house keeping rm 1099 2nd floor
3600 | STELZER RD | 43219 | Not Required by DOW | 53381 | WATTS | LF919QT | RP | 1.000 | 3615236 | ISOLATION FOR HUMIDIFIERS RM #1095 1ST FL BIO HAZ rm
3600 | STELZER RD | 43219 | Not Required by DOW | J024510 | FEBCO | 825Y | RP | 1.500 | 3615359 | MECHANICAL WATER ROOM 1006
3746 | STELZER RD | 43219 | Active | 134334 | AMES | 4000SS | RP | 3.000 | 97315 | WEST BY METER - E Side of Stelzer corner of Colliery and Stelzer near tree line.
3888 | STELZER RD | 43219 | Not Required by DOW | 395794 | WATTS | 009M3QT | RP | 0.750 | 103514 | BEHIND ROTISSERIE OVENS
3888 | STELZER RD | 43219 | Not Required by DOW | 04874 | WATTS | 009M3QT | RP | 0.750 | 103515 | EAST WALL OF MECHANICAL ROOM NEXT TO TIRE CENTER
3888 | STELZER RD | 43219 | Not Required by DOW | J033865 | FEBCO | 825Y | RP | 2.000 | 103516 | WEST WALL OF MECHANICAL ROOM NEXT TO TIRE CENTER
3888 | STELZER RD | 43219 | Active | 70593 | AMES | 2000B | DC | 0.750 | 103634 | IN PIT SW CORNER BY STELZER
3888 | STELZER RD | 43219 | Active | 18120713 | AMES | 3000SS | DCDA | 10.000 | 103635 | IN PIT SW CORNER BY STELZER
3888 | STELZER RD | 43219 | Active | NF-2386 | AMES | 4000SS | RP | 3.000 | 103636 | IN HOT BOX ON SW CORNER BY STELZER
3888 | STELZER RD | 43219 | Removed | 25659REM | WILKINS | 375A | RP | 3.000 | 103637 | REMOVED-WEST SIDE MECHANICAL ROOM
3888 | STELZER RD | 43219 | Not Required by DOW | 48209 | WATTS | 919AQT | RP | 0.750 | 3605659 | REAR MEZ (NEED 6 FT LADDER)
3888 | STELZER RD | 43219 | Not Required by DOW | 82345 | WATTS | 007QT | DC | 0.500 | 3605660 | WASHER, BAKERY - SIDE OF WASHER HOSE
3888 | STELZER RD | 43219 | Not Required by DOW | 348888 | APOLLO/CONBRACO | RP40 | RP | 0.500 | 3605661 | PHOTO LAB CHEMICAL, UNDER COUNTER BY EYE WASH
3888 | STELZER RD | 43219 | LPS - Active |  |  |  | LPC |  | 3636131 | DOMESTIC PUMP -
3888 | STELZER RD | 43219 | LPS - Active |  |  |  | LST |  | 3636132 | FIRE PUMP
3968 | STELZER RD | 43219 | Active | 1275721213 | AMES | 4000RP | RP | 8.000 | 3603358 | IN METER HOUSE S OF ENTRANCE AT STELZER & WORTH
3968 | STELZER RD | 43219 | Not Required by DOW | 173115 | AMES | 2000SS | DC | 8.000 | 3603689 | 4304 STELZER
3968 | STELZER RD | 43219 | Not Required by DOW | 127231 | AMES | 4000SS | RP | 2.500 | 3603690 | 4304 EASTON GATEWAY DR
3968 | STELZER RD | 43219 | Not Required by DOW | 1729551013 | AMES | 2000SS | DC | 8.000 | 3603691 | 4150 WORTH AVE, RISER ROOM
3968 | STELZER RD | 43219 | Not Required by DOW | 24085 | WATTS | 919QT | RP | 2.000 | 3604193 | 3968 WORTH AVE, BOX OUT BY THE ROAD
3968 | STELZER RD | 43219 | Not Required by DOW | 24315 | WATTS | 919AQT | RP | 2.000 | 3605537 | 4280 EASTON GTWY DR, MECHANICAL RM
3968 | STELZER RD | 43219 | Not Required by DOW | 3961483 | WILKINS | 975XL | RP | 2.000 | 3607751 | 4206 WORTH AVE, REAR OF BUILDING NEXT TO FREEZER
3968 | STELZER RD | 43219 | Not Required by DOW | 1737520314 | AMES | 2000SS | DC | 8.000 | 3607827 | RISER ROOM
3968 | STELZER RD | 43219 | Not Required by DOW | 1738590214 | AMES | 2000SS | DC | 8.000 | 3607828 | 4250 EASTON GATEWAY DR, RISER AREA BACK ROOM
3968 | STELZER RD | 43219 | Not Required by DOW | 3814127 | WILKINS | 975XL2 | RP | 2.000 | 3609766 | 4304 EASTON GATEWAY DR, SE CORNER
3968 | STELZER RD | 43219 | Not Required by DOW | 4049840 | WILKINS | 975XL2 | RP | 2.000 | 3609927 | Riser room behind container store
3968 | STELZER RD | 43219 | Not Required by DOW | 18187 | WATTS | 009 | RP | 0.500 | 3609928 | CEILING ABOVE 3 COMPARTMENT SINK
3968 | STELZER RD | 43219 | Not Required by DOW | J004678 | Febco | LF825y | RP | 1.000 | 3609934 | 4020 STELZER RD, NW CORNER
3968 | STELZER RD | 43219 | Not Required by DOW | 00056 | WATTS | 009 | RP | 2.000 | 3609935 | 4020 STELZER RD, NW CORNER
3968 | STELZER RD | 43219 | Not Required by DOW | N1505080940 | AMES | 2000SS | DC | 8.000 | 3610158 | 4184 EASTON GATEWAY DR, NORTH WALL
3968 | STELZER RD | 43219 | Not Required by DOW | 39162 | WATTS | LF009M3QT | RP | 0.750 | 3610241 | MECHANICAL ROOM BY MOP SINK
3968 | STELZER RD | 43219 | Not Required by DOW | DK-1174 | WATTS | 957 | RP | 3.000 | 3611349 | 4100 EASTON GATEWAY, BY REAR DOCK ACCESS
3968 | STELZER RD | 43219 | Not Required by DOW | W405569 | WILKINS | 975XL | RP | 0.500 | 3611650 | 4142 SEWARD ST, LAB SINK FAUCET, UNDER LAB SINK
3968 | STELZER RD | 43219 | Not Required by DOW | 1747511014 | AMES | 2000SS | DC | 8.000 | 3611651 | 4194-4288 EASTON GTWY DR, N WALL
3968 | STELZER RD | 43219 | Not Required by DOW | 1744610014 | AMES | 2000SS | DC | 8.000 | 3611652 | 4170-4184 EASTON GTWY DR/4132-4154 SEWARD ST, N WALL
3968 | STELZER RD | 43219 | Not Required by DOW | 4723C | WILKINS | 375AST | RP | 3.000 | 3611653 | 3960 STELZER RD, NE CORNER OF BLDG
3968 | STELZER RD | 43219 | Not Required by DOW | 51052 | WATTS | 919AQT | RP | 1.000 | 3611807 | 4216 EASTON GTWY, AQUARIUM MAKE-UP, EQUIPMENT ROOM
3968 | STELZER RD | 43219 | Not Required by DOW | 17942 | WATTS | 919AQT | RP | 1.500 | 3611808 | 4216 EASTON GTWY, @ METER
3968 | STELZER RD | 43219 | Not Required by DOW | 24920 | WATTS | 919QT | RP | 2.000 | 3611974 | 4250 EASTON GATEWAY DR, LOADING DOCK
3968 | STELZER RD | 43219 | Not Required by DOW | ABAA2358 | WILKINS | 975XL2 | RP | 2.000 | 3613105 | 4154 SEWARD ST, BOILER ROOM
3968 | STELZER RD | 43219 | Not Required by DOW | 114228 | WATTS | 774 | DC | 6.000 | 3613791 | 4020 BJ BREWHOUSE - HOT BOX NE BLDG
3968 | STELZER RD | 43219 | Not Required by DOW | 4001933 | WILKINS | 975XL | RP | 1.000 | 3624561 | SPRINKLER RISER ROOM - 4000 STELZER
3968 | STELZER RD | 43219 | Not Required by DOW | J47722 | WILKINS | 350 | DC | 6.00 | 3624562 | SPRINKLER RISE ROOM - 4000 STELZER
3968 | STELZER RD | 43219 | Not Required by DOW | 3987904 | WILKINS | 975XL2 | RP | 1.25 | 3624563 | DOCK AREA - 4000 STELZER
3968 | STELZER RD | 43219 | Not Required by DOW | OF-2662 | WATTS | 957 | RP | 2.500 | 3624564 | 4000 STELZER RD, J ALEXANDERS, SPRINKLER RISER RM
3968 | STELZER RD | 43219 | Not Required by DOW | 1758170515 | AMES | 2000SS | DC | 4.000 | 3625081 | IN BACK ROOM BY WATER METER
3968 | STELZER RD | 43219 | Not Required by DOW | 1736550114 | AMES | 2000SS | DC | 8.000 | 3639219 | FIRELINE AT 4100 EASTON GATEWAY - WHOLE FOODS
3968 | STELZER RD | 43219 | Not Required by DOW | 4172011 | WILKINS | 950XL2 | DC | 1.000 | 3648518 | BACK OF SALON AT ANTHONY VINCE NAIL SPA 4178 WORTH AVE
3968 | STELZER RD | 43219 | Not Required by DOW | B043270 | WILKINS | 350XL | RP | 1.000 | 3648519 | BACK OF SALON AT METER ANTHONY VINCE NAIL SPA 4178 WORTH AVE
3968 | STELZER RD | 43219 | Not Required by DOW | 4216273 | WILKINS | 950XL2 | DC | 0.750 | 3648520 | BACK OF SALON AT ANTHONY VINCE NAIL SPA 4178 WORTH AVE
3968 | STELZER RD | 43219 | Not Required by DOW | 4172016 | WILKINS | 950XL2 | DC | 0.750 | 3648521 | BACK OF SALON AT ANTHONY VINCE NAIL SPA 4178 WORTH AVE
4150 | STELZER RD | 43230-4169 | Not Required by DOW | A05505 | WATTS | 009M3QT | RP | 0.750 | 93038 | N WALL OF LAUNDRY ROOM
4150 | STELZER RD | 43230-4169 | Not Required by DOW | 05334 | WATTS | 009M3QT | RP | 0.750 | 93052 | POOL MECH ROOM WESTSIDE OF BLDG
4150 | STELZER RD | 43230-4169 | Not Required by DOW | 19565 | WATTS | 909 | RP | 0.750 | 93053 | POOL MECH ROOM WEST SIDE OF BLDG
4150 | STELZER RD | 43230-4169 | Not Required by DOW | A14063 | WATTS | 009M2QT | RP | 1.500 | 93054 | SW WALL OF NORTH MECH ROOM
4150 | STELZER RD | 43230-4169 | Active | 215965 | WATTS | 909QTFDA | RP | 4.000 | 93101 | MECH ROOM NORTH SIDE OF BLDG
4150 | STELZER RD | 43230-4169 | Active | NO611270156 | FEBCO | 876V | DCDA | 6.000 | 93102 | SPRINKLER RISER ROOM
4150 | STELZER RD | 43230-4169 | Active | H010172 | FEBCO | 805YB | DC | 0.750 | 93103 | SPRINKLER RISER ROOM
4150 | STELZER RD | 43230-4169 | Not Required by DOW | 374772 | WATTS | 009M3QT | RP | 0.750 | 100512 | NORTH WALL OF LAUNDRY ROOM
4150 | STELZER RD | 43230-4169 | Not Required by DOW | 731742 | WATTS | 009QT | RP | 0.750 | 103236 | Laundry Rm Hot water-washer
4180 | STELZER RD | 43230 | Not Required by DOW | CB827331 | WILKINS | 720A | PVB | 0.750 | 63174 | RIGHT SIDE OF BLDG
4180 | STELZER RD | 43230 | Active | W074828 | WILKINS | 975A | RP | 1.000 | 63175 | NORTH SIDE REAR DOOR WAREHOUSE AREA
4200 | STELZER RD | 43230-4168 | Not Required by DOW | 401195 | WILKINS | 720A | PVB | 1.500 | 63262 | OUTSIDE OF MECH ROOM ON E SIDE OF BLDG
4200 | STELZER RD | 43230-4168 | Active | H011402 | FEBCO | 805 | DC | 0.750 | 63263 | PIT ON E SIDE OF BLDG
4200 | STELZER RD | 43230-4168 | Active | 9803231423 | FEBCO | 856 | DCDA | 6.000 | 63264 | IN PIT ON E SIDE OF BLDG
4200 | STELZER RD | 43230-4168 | Active | 9901111415 | FEBCO | 880 | RP | 3.000 | 63265 | MECHANICAL ROOM
4210 | STELZER RD | 43230-4168 | Active | 438436 | WATTS | 909M1QT | RP | 1.500 | 95269 | NEXT TO WATER METER
4210 | STELZER RD | 43230-4168 | Not Required by DOW | 616402 | WATTS | 909QT | RP | 1.000 | 95270 | NEXT TO WATER METER
4242 | STELZER RD | 43230 | Active | 21013 | WATTS | 009 | RP | 3.000 | 63397 | MECH ROOM AT WATER METER
4242 | STELZER RD | 43230 | Active | 1333980404 | AMES | 3000SS | DCDA | 3.000 | 96444 | MECH ROOM
4242 | STELZER RD | 43230 | Active | 37697 | AMES | 2000B | DC | 0.750 | 96445
4260 | STELZER RD | 43230 | Active | W005563 | WILKINS | 975XLBMS | RP | 1.500 | 63452 | MECH ROOM REAR WALL
750 | STELZER RD UNIT A | 43219-3738 | Active | 022080 | WATTS | LF909QT | RP | 2.000 | 3646505 | ELECTRIC/METER ROOM N/E DAYS INN
755 | STELZER RD UNIT A | 43219-3727 | Active | QL1272 | AMES | COLT 400 | RP | 4.000 | 3536783
230 | STELZER RD UNIT A | 43219- | Active | 2863216 | WILKINS | 975XLBMS | RP | 1.000 | 97316 | METER ROOM
2300 | STELZER RD UNIT A | 43219- | Inactive | 39543 | WATTS | 919AQT | RP | 0.750 | 99934 | MECHANICAL ROOM AT WATER METER
1625 | STERLING AVE | 43219 | Active | 253914 | WATTS | LF009M2QT | RP | 2.000 | 3656836 | HOT BOX
1625 | STERLING AVE | 43219 | Not Required by DOW | N-76565 | WILKINS | 350DAG | DCDA | 6.000 | 3656837 | RISER ROOM
1625 | STERLING AVE | 43219 | Not Required by DOW | HC-74622 | WILKINS | 950XLD | DC | 0.750 | 3656838 | RISER ROOM
1625 | STERLING AVE | 43219 | Active | XL-1049 | AMES | COLT 300NGV | DCDA | 6.000 | 3657098 | HOT BOX
1625 | STERLING AVE | 43219 | Active | 75888 | AMES | 2000BM3 | DC | 0.750 | 3657099 | HOT BOX
3660 | STERLING PARK CIR | 43123-3957 | Active | T491828 | WILKINS | 720A | PVB | 1.000 | 3536971
4914 | STERLING WOODS CT | 43016-7077 | Active | A008631 | WILKINS | 720A | PVB | 0.750 | 65411 | LEFT HAND SIDE
4934 | STERLING WOODS CT | 43016 | Active | G208542 | WILKINS | 720A | PVB | 0.750 | 92420 | LEFT FRONT
4880 | STILLBREEZE CT | 43230-5131 | Active | AM9481 | FEBCO | 765 | PVB | 1.000 | 65313 | S/E CORNER OF HOUSE
6722 | STILLHOUSE LN | 43016-7194 | Active | H492498 | FEBCO | 765 | PVB | 0.750 | 92933 | LEFT SIDE
6723 | STILLHOUSE LN | 43016-7195 | Active | CB316485 | WILKINS | 720A | PVB | 0.750 | 3596434 | LEFT SIDE OF HOUSE
6731 | STILLHOUSE LN | 43016-7195 | Active | A072911 | WILKINS | 720A | PVB | 0.750 | 70561 | RIGHT SIDE OF HOUSE
6739 | STILLHOUSE LN | 43016-7195 | Active | CB428791 | WILKINS | 720A | PVB | 0.750 | 96058 | RIGHT FRONT
6763 | STILLHOUSE LN | 43016-7195 | Active | F031643 | WILKINS | 720A | PVB | 0.750 | 92621 | RIGHT FRONT
6770 | STILLHOUSE LN | 43016-7194 | Active | A135644 | WILKINS | 720A | PVB | 0.750 | 70621 | RIGHT SIDE OF HOUSE
6778 | STILLHOUSE LN | 43016-7194 | Active | H245012 | FEBCO | 765 | PVB | 0.750 | 70662 | RIGHT FRONT
6786 | STILLHOUSE LN | 43016-7194 | Active | A135506 | WILKINS | 720A | PVB | 0.750 | 3595997 | RIGHT FRONT
6787 | STILLHOUSE LN | 43016-7195 | Active | G217827 | WILKINS | 720A | PVB | 0.750 | 96039 | LEFT SIDE OF HOUSE
6802 | STILLHOUSE LN | 43016-7192 | Active | CB000925 | WILKINS | 720A | PVB | 0.750 | 70726 | RIGHT SIDE OF HOUSE
6805 | STILLHOUSE LN | 43016- | Active | W149942 | WILKINS | 975 | RP | 0.750 | 70740 | ISLAND LANDSCAPE AREA POST PRESERVE & STILLHOUSE LANE
6810 | STILLHOUSE LN | 43016-7191 | Active | T294436 | WILKINS | 720A | PVB | 0.750 | 97510 | left side
6818 | STILLHOUSE LN | 43016-7191 | Active | 229682 | WATTS | 800QT | PVB | 0.750 | 70755 | RIGHT SIDE OF HOUSE
6842 | STILLHOUSE LN | 43016-7191 | Active | CB602798 | WILKINS | 720A | PVB | 0.750 | 3595991 | RIGHT SIDE
6906 | STILLHOUSE LN | 43016 | Active | T477221 | WILKINS | 720A | PVB | 0.750 | 3658587 | LEFT SIDE OF HOME
6914 | STILLHOUSE LN | 43016 | Active | EAF6784 | WILKINS | 720A | PVB | 0.750 | 3657375 | LEFT SIDE OF HOUSE
6986 | STILLHOUSE LN | 43016 | Active | T480717 | WILKINS | 720A | PVB | 0.750 | 3657377 | RIGHT FRONT
5981 | STILLPONDS PL | 43228-8818 | Active | HG17543 | FEBCO | 765 | PVB | 0.750 | 99656 | RIGHT SIDE
7077 | STILSON CT | 43235-2159 | Active | 645119 | WATTS | 800M4QT | PVB | 1.000 | 71376 | RIGHT SIDE OF HOUSE
7085 | STILSON CT | 43235-2159 | Replaced | REP576988 | WATTS | 800M4QT | PVB | 1.000 | 71391 | REPLACED- LEFT FRONT
7085 | STILSON CT | 43235-2159 | Active | T154935 | WILKINS | 720 | PVB | 1.000 | 3611847 | LEFT FRONT
7090 | STILSON CT | 43235-2159 | Active | 491289 | WILKINS | 720A | PVB | 0.750 | 94690 | FRONT OF HOUSE
523 | STIMMEL RD | 43223-2901 | Active | 248196 | WILKINS | 975 | RP | 2.000 | 66462 | PARTS ROOM FRONT OF BUILDING
523 | STIMMEL RD | 43223-2901 | Active | 3535067 | WILKINS | 975XL | RP | 2.000 | 66463 | NORTHWEST CORNER OF BUILDING WASH BAY
545 | STIMMEL RD | 43223-2901 | Active | 3774288 | WILKINS | 975XL | RP | 1.000 | 66929 | NORTH SIDE OF BUILDING DOCK AREA
550 | STIMMEL RD | 43223-2902 | Removed | 617049REM | WATTS | 909QT | RP | 0.750 | 103402 | BOILER ROOM
550 | STIMMEL RD | 43223-2902 | Active | B297886 | WILKINS | 375XL | RP | 1.500 | 3635660 | AT METER W SIDE
550 | STIMMEL RD | 43223-2902 | Active | 1968980519 | AMES | 3000SS | DCDA | 4.000 | 3645999 | FIRE METER W SIDE
550 | STIMMEL RD | 43223-2902 | Active | 82110 | AMES | 2000B | DC | 0.750 | 3646000 | FIRE METER W SIDE
711 | STIMMEL RD | 43223-2905 | Active | 165924 | WILKINS | 975XL | RP | 1.000 | 71440 | AT WATER METER UNDER WATER COOLER
440 | STINSON W DR | 43214-2953 | Active | VAA4078 | WILKINS | 720A | PVB | 0.750 | 3537439 | LEFT SIDE OF HOUSE
294 | STOCKBRIDGE RD | 43207-3871 | Active | 3977477 | wilkins | 975 | RP | 0.750 | 59597 | EAST BASEMENT WALL
460 | STOCKPORT CIR | 43016-8290 | Active | EAF8043 | WILKINS | 720A | PVB | 0.750 | 3587089 | FRONT OF THE HOUSE RIGHT OF DOOR IN ALCOVE
4603 | STOCKPORT CIR | 43016-8290 | Active | HA48221 | FEBCO | 765 | PVB | 0.750 | 64542 | FRONT OF HOUSE
4610 | STOCKPORT CIR | 43016-8290 | Active | 426935 | WILKINS | 720A | PVB | 0.750 | 64561 | LEFT HAND SIDE
4611 | STOCKPORT CIR | 43016 | Active | T461658 | WILKINS | 720A | PVB | 0.750 | 3654689 | LEFT SIDE OF HOUSE
4618 | STOCKPORT CIR | 43016-8290 | Active | 375289 | WILKINS | 720A | PVB | 0.750 | 64588 | RIGHT SIDE OF HSE
4619 | STOCKPORT CIR | 43016 | Active | CG1913 | FEBCO | 765 | PVB | 0.750 | 64593 | RIGHT SIDE OF HOUSE
4626 | STOCKPORT CIR | 43016-8290 | Active | 752672 | WILKINS | 720A | PVB | 0.750 | 64610 | LEFT SIDE OF HOUSE
4627 | STOCKPORT CIR | 43016-8290 | Active | EAJ5496 | WILKINS | 720A | PVB | 1.000 | 64614 | FRONT LEFT OF DOOR
4634 | STOCKPORT CIR | 43016 | Active | H099570 | FEBCO | 765 | PVB | 0.750 | 64642 | LT SIDE
4635 | STOCKPORT CIR | 43016-8290 | Active | T363399 | WILKINS | 720A | PVB | 0.750 | 64647 | LEFT CENTER IN COVE BY GAS AND ELECTRIC METER
4652 | STOCKPORT CIR | 43016 | Active | 90833 | WATTS | 800QT | PVB | 0.750 | 64695 | LEFT OF FRONT DOOR
5527 | STOCKTON WAY | 43016-7038 | Active | 4301098XL | WILKINS | 375XL | RP | 1.000 | 3594966 | BASEMENT ABOVE HOLDING TANKS
5581 | STOCKTON WAY | 43016 | Active | H009889 | FEBCO | 765 | PVB | 0.750 | 67330 | LEFT SIDE OF HOUSE
5590 | STOCKTON WAY | 43016-7083 | Active | CAA30807 | WILKINS | 720A | PVB | 0.750 | 3593228 | RIGHT FRONT
5597 | STOCKTON WAY | 43016 | Active | T271107 | WILKINS | 720A | PVB | 0.750 | 87752 | LEFT SIDE HOUSE
5605 | STOCKTON WAY | 43016-7037 | Active | CB548639 | WILKINS | 720A | PVB | 0.750 | 88397 | LEFT FRONT
5613 | STOCKTON WAY | 43016-7037 | Active | 285704 | WATTS | 800M4QT | PVB | 0.750 | 92386 | RIGHT REAR
5621 | STOCKTON WAY | 43016-7037 | Active | 874839 | WILKINS | 720A | PVB | 0.750 | 67443 | LEFT SIDE OF HOUSE
5629 | STOCKTON WAY | 43016-7037 | Active | 185368 | WILKINS | 720A | PVB | 0.750 | 88492 | Left side
5637 | STOCKTON WAY | 43016-7037 | Active | T304602 | WILKINS | 720A | PVB | 0.750 | 94822 | SOUTH SIDE OF HOUSE
5653 | STOCKTON WAY | 43016-7037 | Active | G194003 | WILKINS | 720A | PVB | 0.750 | 94819 | LEFT FRONT
5669 | STOCKTON WAY | 43016 | Active | VAA0172 | WILKINS | 720A | PVB | 0.750 | 3591301 | LEFT FRONT OF HOUSE
5676 | STOCKTON WAY | 43016-7081 | Active | G216392 | WILKINS | 720A | PVB | 0.750 | 95729 | RIGHT SIDE
5709 | STOCKTON WAY | 43016-7049 | Active | G151101 | WILKINS | 720A | PVB | 0.750 | 92354 | LEFT SIDE OF HOUSE (OUTSIDE)
5725 | STOCKTON WAY | 43016-7049 | Active | CAA07523 | WILKINS | 720A | PVB | 0.750 | 3592594
7989 | STOKEMONT CT | 43016-9232 | Active | CAA28998 | WILKINS | 720A | PVB | 0.750 | 3537651 | RIGHT SIDE OF HOUSE
7280 | STONE GATE DR | 43054-8192 | Active | 595546 | WATTS | 800QT | PVB | 1.000 | 88472 | EAST SIDE OF HOUSE
7290 | STONE GATE DR | 43054-8192 | Active | EAF8279 | WILKINS | 720A | PVB | 0.750 | 91342 | RIGHT SIDE
7300 | STONE GATE DR | 43054 | Active | G231121 | WILKINS | 720A | PVB | 0.750 | 98554 | FRONT OF HOUSE UNDER WINDOW
7305 | STONE GATE DR | 43054-8230 | Active | T387121 | WILKINS | 720A | PVB | 0.750 | 96481 | RIGHT SIDE OF HOUSE
7315 | STONE GATE DR | 43054-8230 | Active | F022880 | WILKINS | 720A | PVB | 0.750 | 3600898 | FRONT LEFT
7320 | STONE GATE DR | 43054-8193 | Active | F022883 | WILKINS | 720A | PVB | 0.750 | 88961 | LEFT FRONT
7330 | STONE GATE DR | 43054-8193 | Active | EAK2258 | WILKINS | 720A | PVB | 0.750 | 88699 | LEFT SIDE OF HOUSE
7335 | STONE GATE DR | 43054 | Active | T126300 | WILKINS | 720A | PVB | 0.750 | 102550 | RIGHT SIDE OF HOUSE
7340 | STONE GATE DR | 43054-8193 | Active | CB288665 | WILKINS | 720A | PVB | 0.750 | 3597280 | RIGHT SIDE
7345 | STONE GATE DR | 43054-8230 | Active | H608589 | FEBCO | 765 | PVB | 0.750 | 99168 | LEFT SIDE OF HOUSE
7350 | STONE GATE DR | 43054-8193 | Active | CB000340 | WILKINS | 720A | PVB | 0.750 | 102853 | RIGHT SIDE
7355 | STONE GATE DR | 43054-8230 | Active | EAC4207 | WILKINS | 720A | PVB | 0.750 | 92726 | LEFT FRONT
7360 | STONE GATE DR | 43054-8193 | Active | G086239 | WILKINS | 720A | PVB | 0.750 | 88326 | R SIDE HOUSE
7365 | STONE GATE DR | 43054-8230 | Active | H446787 | FEBCO | 765 | PVB | 0.750 | 93131 | LEFT FRONT
7370 | STONE GATE DR | 43054-8193 | Active | G043933 | WILKINS | 720A | PVB | 0.750 | 91928 | LEFT SIDE
7375 | STONE GATE DR | 43054-8230 | Active | F022328 | WILKINS | 720A | PVB | 0.750 | 97081 | FRONT OF HOUSE FROM STREET
436 | STONE SHADOW DR | 43004 | Active | 3568362 | WILKINS | 975XL | RP | 0.750 | 63804 | BEHING ENTRY WALL
638 | STONEBRIDGE ST | 43229-2056 | Active | 877740 | WILKINS | 420 | PVB | 1.000 | 69837 | LEFT SIDE NEAR FRONT
6392 | STONEBRIDGE ST | 43229-2057 | Active | G169961 | WILKINS | 720A | PVB | 0.750 | 98880 | FRONT OF HOUSE
4445 | STONEBROOK CT | 43220-4329 | Active | 124409 | WATTS | 800M4QT | PVB | 0.750 | 64029 | SW CORNER OF HOUSE LEFT REAR TWO BACKFLOWS AT THIS HOUSE%%%%%%
4445 | STONEBROOK CT | 43220-4329 | Active | 178817 | WATTS | 800QT | PVB | 0.750 | 64030 | FRONT OF HOUSE RIGHT OF FRONT DOOR
4450 | STONEBROOK CT | 43220-4329 | Active | CB828432 | WILKINS | 720A | PVB | 0.750 | 3537783 | REAR OF HOUSE
8500 | STONECHAT LOOP | 43017-8625 | Active | H370997 | FEBCO | 765 | PVB | 1.000 | 73994 | OUTSIDE, FRONT OF HOUSE
8503 | STONECHAT LOOP | 43017-8625 | Active | AA6369 | FEBCO | 765 | PVB | 0.750 | 73995 | RIGHT HAND SIDE
8506 | STONECHAT LOOP | 43017-8625 | Replaced | REPAF7799 | FEBCO | 765 | PVB | 0.750 | 73999 | REPLACED- FRONT OF HOUSE RIGHT OF FRONT DOOR
8506 | STONECHAT LOOP | 43017-8625 | Active | 015679 | WATTS | LF800M4QT | PVB | 0.750 | 3610069 | FRONT RIGHT OF DOOR BY GAR
8509 | STONECHAT LOOP | 43017-8625 | Active | HE23059 | FEBCO | 765 | PVB | 1.000 | 74000 | FRONT OF HOUSE LEFT FRONT DOOR
8509 | STONECHAT LOOP | 43017-8625 | Active | HF49051 | FEBCO | 765 | PVB | 1.000 | 3633124 | BACK OF HOUSE
8512 | STONECHAT LOOP | 43017-8625 | Active | T042201 | WILKINS | 720A | PVB | 0.750 | 74010 | RIGHT HAND SIDE
8518 | STONECHAT LOOP | 43017-8625 | Active | AE4933 | FEBCO | 765 | PVB | 1.000 | 74013 | FRONT OF HOUSE LEFT FRONT DOOR
8524 | STONECHAT LOOP | 43017-8625 | Active | ABB7986 | WATTS | 975XL | RP | 0.750 | 74016 | LEFT SIDE OF FRONT DOOR
8530 | STONECHAT LOOP | 43017-8625 | Active | 537816 | WILKINS | 975 | RP | 0.750 | 74019 | RT SIDE
8536 | STONECHAT LOOP | 43017-8625 | Active | H145234 | FEBCO | 765 | PVB | 1.000 | 74028 | FRONT OF HOUSE LEFT OF FRONT DOOR
8537 | STONECHAT LOOP | 43017-8625 | Active | H2175 | FEBCO | 765 | PVB | 0.750 | 74029 | LEFT SIDE REAR OF HOUSE
8541 | STONECHAT LOOP | 43017-8625 | Active | 330474 | WATTS | 800CMQT | PVB | 0.750 | 74034 | RIGHT OF FRONT DOOR
8547 | STONECHAT LOOP | 43017-8625 | Active | EAD4183 | WILKINS | 720A | PVB | 1.000 | 74038 | LEFT FRONT
8550 | STONECHAT LOOP | 43017-8625 | Active | A10685 | FEBCO | 765 | PVB | 0.750 | 74053 | FRONT OF HOUSE
8553 | STONECHAT LOOP | 43017-8625 | Active | DJ6666 | FEBCO | 765 | PVB | 0.750 | 74057 | FRONT OF HOUSE RIGHT OF FRONT DOOR
8556 | STONECHAT LOOP | 43017-8625 | Active | T304563 | WILKINS | 720A | PVB | 0.750 | 74068 | OUTSIDE RIGHT OF FRONT DOOR
8559 | STONECHAT LOOP | 43017-8625 | Active | CAA25708 | WILKINS | 720A | PVB | 0.750 | 74071 | FRONT CENTER LEFT OF FRT DR
8562 | STONECHAT LOOP | 43017 | Active | T197560 | WILKINS | 720A | PVB | 1.000 | 74077 | REAR-S/E CORNER OF HOUSE
8565 | STONECHAT LOOP | 43017-8625 | Active | 228505 | WILKINS | 720A | PVB | 0.750 | 74082 | OUTSIDE SOUTH SIDE
5057 | STONECROFT CT | 43026-8670 | Active | T013236 | WILKINS | 720A | PVB | 0.750 | 65889 | FRONT LEFT IN COVE BY GARAGE
5118 | STONECROFT CT | 43026-8670 | Active | AC4983 | FEBCO | 765 | PVB | 0.750 | 87862 | LEFT SIDE BEHIND BUSHES
3629 | STONECROSS LN | 43026-1684 | Active | H142473 | FEBCO | 765 | PVB | 1.000 | 61318 | LEFT SIDE
1 | STONEGATE VILL DR | 43212-3270 | Active | BB3550 | FEBCO | 765 | PVB | 0.750 | 94692 | RIGHT SIDE OF REAR
3 | STONEGATE VILL DR | 43212-3270 | Active | 631824 | WATTS | 800M4QT | PVB | 1.000 | 90994 | north side of house
5 | STONEGATE VILL DR | 43212-3270 | Replaced | REPF011303 | WILKINS | 720A | PVB | 1.000 | 94693 | REPLACED-
5 | STONEGATE VILL DR | 43212-3270 | Active | ABA7290 | WILKINS | 975XL | RP | 0.750 | 3609589 | WEST SIDE OF HOME OUTSIDE
5 | STONEGATE VILL DR | 43212-3270 | Active | 1048047 | WILKINS | 950XLT2 | DC | 1.250 | 3616957 | BASEMENT AT WATER METER
6 | STONEGATE VILL DR | 43212-3270 | Active | CAA46721 | WILKINS | 720 | PVB | 0.750 | 3537871
7 | STONEGATE VILL DR | 43212-3270 | Active | 320642 | WILKINS | 420 | PVB | 1.000 | 94694 | FRONT OF HOUSE
8 | STONEGATE VILL DR | 43212-3270 | Active | CAB40872 | WILKINS | 720A | PVB | 1.000 | 73118 | SOUTHEAST CORNER IN FRONT OF HOME
9 | STONEGATE VILL DR | 43212-3270 | Active | cb203616 | WILKINS | 720A | PVB | 0.750 | 3537872 | NORTH OUTSIDE WALL
1 | STONEGATE VILL DR | 43212-3270 | Active | F005864 | WILKINS | 720A | PVB | 0.750 | 99356 | FRONT OF HOME WEST OF FRONT ENTRANCE
46 | STONEHAVEN DR | 43220-2855 | Active | H517378 | FEBCO | 765 | PVB | 0.750 | 97001 | FRONT OF FRONT
4648 | STONEHAVEN DR | 43220-2856 | Active | 814492 | WILKINS | 420 | PVB | 1.000 | 64684 | RIGHT OF FRONT DOOR
4657 | STONEHAVEN DR | 43220-2855 | Active | H069656 | FEBCO | 765 | PVB | 0.750 | 64711 | OUTSIDE LEFTSIDE
4660 | STONEHAVEN DR | 43220-2856 | Active | F005887 | WILKINS | 720A | PVB | 0.750 | 97756 | right side of home
4669 | STONEHAVEN DR | 43220-2855 | Active | H689204 | FEBCO | 765 | PVB | 0.750 | 64751 | FRONT OF HOUSE LEFT FRONT DOOR
4672 | STONEHAVEN DR | 43220-2856 | Active | CC9991 | FEBCO | 765 | PVB | 0.750 | 94695 | RIGHT SIDE
4683 | STONEHAVEN DR | 43220-2855 | Replaced | REP681777 | WATTS | 800M4QT | PVB | 1.000 | 97066 | REPLACED- FRONT LEFT OF DOOR
4683 | STONEHAVEN DR | 43220-2855 | Active | F16505 | FEBCO | 765 | PVB | 1.000 | 3611914 | FRONT LEFT OF DOOR
4684 | STONEHAVEN DR | 43220-2856 | Active | CAA67124 | WILKINS | 720A | PVB | 0.750 | 3537878
4696 | STONEHAVEN DR | 43220-2856 | Active | EAG4187 | WILKINS | 720A | PVB | 0.750 | 3537879 | FRONT CENTER IN OFF SET
4729 | STONEHAVEN DR | 43220-2889 | Active | HC2132REM | FEBCO | 765 | PVB | 1.000 | 64895 | LEFT HAND SIDE
4732 | STONEHAVEN DR | 43220-2858 | Active | W588096 | WILKINS | 720A | PVB | 1.000 | 101419 | RIGHT FRONT CORNER
4744 | STONEHAVEN DR | 43220-2858 | Active | 33349 | FEBCO | 765 | PVB | 1.000 | 92827 | FRONT OF HOUSE
4780 | STONEHAVEN DR | 43220- | Active | 432004 | WATTS | 909M1QT | RP | 1.500 | 89342 | MECH.ROOM BETWEEN REST ROOMS ENTER OUTSIDE DOOR ONLY
4780 | STONEHAVEN DR | 43220- | Active | A02521 | WATTS | 009M2QT | RP | 1.500 | 89343 | MECH.ROOM BETWEEN REST ROOMS ENTER OUTSIDE DOOR
4815 | STONEHAVEN DR | 43220-2888 | Active | H116095 | FEBCO | 765 | PVB | 1.000 | 65132 | LEFT HAND SIDE
4839 | STONEHAVEN DR | 43220-2873 | Active | T363358 | WILKINS | 720A | PVB | 1.000 | 65196 | FRONT OF HOUSE
4849 | STONEHAVEN DR | 43220-2873 | Active | 827509 | WATTS | 800M4FR | PVB | 1.000 | 3537884 | FRONT
4849 | STONEHAVEN DR | 43220-2873 | Active | H979799 | FEBCO | 765 | PVB | 1.000 | 3605602 | NORTHSIDE PAST AC
4850 | STONEHAVEN DR | 43220- | Active | 48530 | WATTS | 009M2QT | RP | 1.500 | 65240 | AT METER IN WATER METER ROOM
4875 | STONEHAVEN DR | 43220-2825 | Active | T418000 | WILKINS | 720A | PVB | 0.750 | 99042 | RIGHT SIDE OF HOUSE
4891 | STONEHAVEN DR | 43220-2825 | Active | 621799 | WATTS | 800M2QT | PVB | 1.000 | 65363 | FRONT OF HOUSE
4926 | STONEHAVEN DR | 43220- | Active | 4375051 | WILKINS | 975XL2 | RP | 0.750 | 65439 | TOP OF HILL, SECURED TO POST (BESIDE FORD BOX), ENTRANCE BY FIRST CONDO
4938 | STONEHAVEN DR | 43220 | Active | 3581620 | WILKINS | 975XL | RP | 0.750 | 65459 | SW ORNER OF STONEHAVEN AND HENDERSON BEHIND WALL @ METER
4907 | STONEHAVEN DR UNIT IRRIG | 43220-2827 | Active | 3801441 | WILKINS | 975XL2 | RP | 1.000 | 3611849 | SOUTH WALL OF BLDG
2460 | STONEHAVEN N CT | 43220- | Active | F098340 | WILKINS | 720A | PVB | 1.000 | 58372 | FRONT RIGHT
2461 | STONEHAVEN N CT | 43220- | Active | 808520 | WILKINS | 720A | PVB | 1.000 | 102044 | 20' LEFT OF FRONT DOOR
2475 | STONEHAVEN N CT | 43220- | Active | H331325 | FEBCO | 765 | PVB | 1.000 | 88124 | Rear of house by electric meter
2480 | STONEHAVEN PL | 43220-2861 | Active | 697122 | WATTS | 800M4FR | PVB | 1.000 | 100126 | FRONT OF HOUSE
2481 | STONEHAVEN PL | 43220-2861 | Active | 3868654 | WILKINS | 975XL2 | RP | 1.000 | 3537911 | IN BASEMENT MECHANICAL ROOM NEAR WORKOUT AREA
2520 | STONEHAVEN PL | 43220-2861 | Active | ABG7715 | wilkins | 975xl | RP | 0.750 | 58532 | RIGHT SIDE OF HOUSE
2451 | STONEHAVEN S CT | 43220- | Active | 7581 | FEBCO | 765 | PVB | 1.000 | 58331 | FRONT OF HOUSE LEFT OF FRONT DOOR
2460 | STONEHAVEN S CT | 43220- | Active | G196390 | WILKINS | 720A | PVB | 0.750 | 58373 | FRONT OF HOUSE
2469 | STONEHAVEN S CT | 43220- | Active | AH8365 | FEBCO | 765 | PVB | 0.750 | 58395 | OUTSIDE
2470 | STONEHAVEN S CT | 43220- | Active | 677113 | RAINBIRD | 100R | PVB | 0.750 | 58400 | WEST SIDE OF HOUSE (BACK)
2500 | STONEHAVEN S CT | 43220-2861 | Active | T224252 | WILKINS | 720 | PVB | 0.750 | 3537874 | JUST RIGHT OF GARAGE IN FRONT
3381 | STONEHENGE CT | 43221-1549 | Active | 551823 | WATTS | 800M2QT | PVB | 1.000 | 94697 | BACK OF HOUSE
3391 | STONEHENGE CT | 43221-1549 | Active | EAG2989 | WILKINS | 720A | PVB | 0.750 | 94698 | RIGHT FRONT INSIDE SMALL FENCED AREA
2790 | STONEHENGE DR | 43224-2578 | Due Install |  |  |  | RP | 6.000 | 3537944
4301 | STONER DR | 43123-3396 | Not Required by DOW | 23181 | WATTS | 009PCQT | RP | 1.500 | 88779 | NEXT TO WTR MTR WEST WATER CLOSET
4301 | STONER DR | 43123-3396 | Active | X48510 | WILKINS | 375A | RP | 4.000 | 3633279 | HOTBOX AT STONER CT
3895 | STONERIDGE LN | 43017-2152 | Active | 054760 | WATTS | LF009M2QT | RP | 1.500 | 62072 | MID MECH/FURN RM AT WATER MTR
3900 | STONERIDGE LN | 43017-2288 | Not Required by DOW | 136051 | WILKINS | 975 | RP | 0.750 | 62135 | ROOM 174 WEST WALL MECHANICAL ROOM
3900 | STONERIDGE LN | 43017-2288 | Removed | 356242REM | WILKINS | 975XL | RP | 0.500 | 62136 | REMOVED-WASH ROOM #31
3900 | STONERIDGE LN | 43017-2288 | Active | 262638 | WATTS | 909M1QT | RP | 2.000 | 62137 | E MECH/RISER ROOM SUITE A AT WATER METER
3900 | STONERIDGE LN | 43017-2288 | Not Required by DOW | 342389 | WILKINS | 975 | RP | 0.750 | 62138 | MECH/ELECTRIC ROOM #35--MAKE-UP WATER TO BOILER
3900 | STONERIDGE LN | 43017-2288 | Active | 3EL0527 | AMES | 3000SS | DCDA | 3.000 | 62139 | W MECH/RISER ROOM SUITE D
3900 | STONERIDGE LN | 43017-2288 | Not Required by DOW | 564 | WATTS | 800QT | PVB | 1.500 | 62141 | OUTSIDE BUILDING NORTH WALL
3900 | STONERIDGE LN | 43017-2288 | Active | 73626 | WATTS | 007M2QT | DC | 0.750 | 62142 | W MECH/RISER ROOM SUITE D
3900 | STONERIDGE LN | 43017-2288 | Not Required by DOW | 352075 | WILKINS | 975XL | RP | 0.500 | 62143 | WASHER ROOM
3900 | STONERIDGE LN | 43017-2288 | Not Required by DOW | W352041 | WILKINS | 975XL | RP | 0.500 | 98132 | WASHER ROOM
3900 | STONERIDGE LN | 43017-2288 | Due Install |  |  |  | DCDA | 4.000 | 3638033 | ON FIRE LINE
4105 | STONERIDGE LN | 43017-2087 | Active | 04953 | AMES | 4000B | RP | 0.750 | 62932 | NE MECH RM AT RPDA
4105 | STONERIDGE LN | 43017-2087 | Active | 101966 | AMES | 5000 | RPDA | 4.000 | 62933 | NE MECH / RISER RM
4105 | STONERIDGE LN | 43017-2087 | Active | 185658 | WATTS | 009QT | RP | 2.000 | 62934 | NE MECH RM AT WTR METER
4105 | STONERIDGE LN | 43017-2087 | Not Required by DOW | 397803 | WATTS | 009QT | RP | 0.750 | 97915 | NE MECH RM HIGH ABOVE BOILER PUMPS
4175 | STONERIDGE LN | 43017-2080 | Active | L91920 | WILKINS | 375 | RP | 3.000 | 3613190 | SW MECH/RISER ROOM - AT WATER METER OUTSIDE DOOR
4175 | STONERIDGE LN | 43017-2080 | Active | 1855040215 | AMES | 3000SS | DCDA | 6.000 | 3613222 | SW MECH/RISER ROOM - OUTSIDE DOOR
4175 | STONERIDGE LN | 43017-2080 | Active | 22729 | WATTS | 007M1QT | DC | 0.750 | 3613223 | SW MECH/RISER RM - OUTSIDE DOOR
4175 | STONERIDGE LN | 43017-2080 | Not Required by DOW | 02640 | FEBCO | 825Y | RP | 1.500 | 3615465 | OUTSIDE SPRINKLER ROOM IN BUSHES
4175 | STONERIDGE LN | 43017-2080 | LPS - Active |  |  |  | LPC |  | 3636399 | DOMESTIC PUMP - AT WATER METER SW MECH ROOM
4089 | STONEROOT DR | 43026-3023 | Active | N847894 | FEBCO | 765 | PVB | 1.000 | 62857 | RIGHT SIDE FRONT
4120 | STONEROOT DR | 43026-3022 | Active | CB161979 | Wilkins | 720A | PVB | 1.000 | 62972 | SW CORNER OF HOUSE
4129 | STONEROOT DR | 43026-3023 | Active | CB615954 | WILKINS | 720 | PVB | 0.750 | 3538018 | RIGHT FRONT
4164 | STONEROOT DR | 43026-3022 | Active | 006227 | WATTS | 800M4QT | PVB | 0.750 | 63125 | LEFT HAND SIDE OF HOUSE
4175 | STONEROOT DR | 43026-3023 | Active | CB573678 | WILKINS | 720A | PVB | 1.000 | 63157 | RIGHT CENTER
4177 | STONEROOT DR | 43026-3023 | Active | T252113 | WILKINS | 720A | PVB | 1.000 | 63166 | RIGHT SIDE CENTER
4181 | STONEROOT DR | 43026-3023 | Active | 243492 | WATTS | 800M4QT | PVB | 0.750 | 63179 | RIGHT SIDE OF HOUSE
4183 | STONEROOT DR | 43026-3023 | Active | 675017 | RAINBIRD | 100 | PVB | 1.000 | 63184 | EAST CORNER OF HOUSE
4186 | STONEROOT DR | 43026-3022 | Active | H185604 | FEBCO | 765 | PVB | 1.000 | 63193 | LEFT HAND SIDE
4187 | STONEROOT DR | 43026-3023 | Active | H447095 | FEBCO | 765 | PVB | 0.750 | 63195 | RIGHT SIDE REAR
4193 | STONEROOT DR | 43026-3023 | Active | AG00262 | WILKINS | 720A | PVB | 1.000 | 63203 | NE CORNER - OUTSIDE
2150 | STONESIDE DR | 43026-7511 | Active | A082426 | WILKINS | 720 | PVB | 0.750 | 3585497 | LEFT SIDE OF HOUSE
3741 | STONESTHROW LN | 43026-5748 | Active | CB478598 | WILKINS | 720A | PVB | 0.750 | 94699 | LEFT SIDE OF HOUSE
3844 | STONESTHROW LN | 43026-5747 | Active | H009902 | FEBCO | 765 | PVB | 0.750 | 94700 | RIGHT SIDE OF HOUSE
3853 | STONESTHROW LN | 43026-5712 | Active | 22411 | WATTS | 800M2QT | PVB | 2.000 | 91037 | LEFT FRONT
3843 | STONESTHROW W CT | 43026-5712 | Active | 23748 | WATTS | 800M2QT | PVB | 1.000 | 61934 | EAST SIDE FORNT CORNER
3861 | STONESTHROW W CT | 43026- | Active | C8537401 | WILKINS | 720A | PVB | 0.750 | 3538063 | LEFT SIDE OF HOUSE
3870 | STONESTHROW W CT | 43026- | Active | 7026 | FEBCO | 765 | PVB | 0.750 | 61989 | RIGHT SIDE OF HOUSE
3381 | STONEVISTA LN | 43221-4942 | Active | H088449 | FEBCO | 765 | PVB | 0.750 | 60554 | LEFT SIDE OF HOUSE
3394 | STONEVISTA LN | 43221-4941 | [6 empty] | 3657786
3405 | STONEVISTA LN | 43221-4942 | Active | G046889 | WILKINS | 720A | PVB | 0.750 | 89212 | FRONT RIGHT
3413 | STONEVISTA LN | 43221-4942 | Active | 438890 | WILKINS | 720A | PVB | 0.750 | 60643 | LEFT HAND SIDE
3418 | STONEVISTA LN | 43221-4941 | Active | CB332871 | WILKINS | 720A | PVB | 0.750 | 3538100 | LEFT FRONT
3426 | STONEVISTA LN | 43221-4941 | Active | 209289 | WATTS | 800M4QT | PVB | 1.000 | 60707 | EAST RIGHT FRONT
3429 | STONEVISTA LN | 43221-4942 | Active | 279545 | WILKINS | 720A | PVB | 0.750 | 60708 | LEFT HAND SIDE
3434 | STONEVISTA LN | 43221-4941 | Active | 266591 | WILKINS | 720A | PVB | 0.750 | 60730 | LEFT SIDE OF HOUSE
3437 | STONEVISTA LN | 43221-4942 | Active | T433574 | WILKINS | 720A | PVB | 0.750 | 3538102 | LEFT SIDE OF HOUSE
3442 | STONEVISTA LN | 43221-4941 | Active | H733677 | FEBCO | 765 | PVB | 0.750 | 60746 | RIGHT FRONT
3445 | STONEVISTA LN | 43221-4942 | Active | BL5056 | FEBCO | 765 | PVB | 0.750 | 60761 | RIGHT HAND SIDE
3450 | STONEVISTA LN | 43221-4941 | Active | 381882 | WILKINS | 420XL | PVB | 0.750 | 60778 | LEFT FRONT
3451 | STONEVISTA LN | 43221-4942 | Active | T486793 | WILKINS | 720 | PVB | 0.750 | 3538103 | LEFT FRONT
3469 | STONEVISTA LN | 43221-4942 | Replaced | REP367519 | WILKINS | 720A | PVB | 1.000 | 60805 | REPLACED- LEFT HAND SIDE
3469 | STONEVISTA LN | 43221-4942 | Active | t407866 | WILKINS | 720A | PVB | 0.750 | 3611671 | LEFT FRONT
3472 | STONEVISTA LN | 43221-4941 | Active | 209024 | WILKINS | 720A | PVB | 0.750 | 60808 | SOUTH SIDE, FRONT CORNER
3475 | STONEVISTA LN | 43221-4942 | Active | AC3484 | FEBCO | 765 | PVB | 0.750 | 60811 | RIGHT HAND SIDE
308 | STONEWALL CT | 43017 | Active | F136686 | WILKINS | 720A | PVB | 0.750 | 99645 | LEFT SIDE
316 | STONEWALL CT | 43017 | Active | T025194 | WILKINS | 720A | PVB | 0.750 | 99712 | OUTSIDE, RIGHT SIDE OF HOME
324 | STONEWALL CT | 43017 | Active | T023626 | WILKINS | 720A | PVB | 0.750 | 99711 | OUTSIDE, FRONT OF HOME
732 | STONEWOOD CT | 43235-1751 | Active | 560122 | WATTS | 800 | PVB | 1.000 | 3538141 | INSIDE GARAGE
754 | STONEWOOD CT | 43235-1751 | Active | G150317 | WILKINS | 720A | PVB | 1.000 | 72201 | LEFT FRONT
762 | STONEWOOD CT | 43235-1751 | Active | H427671 | FEBCO | 765 | PVB | 1.000 | 92146 | AT REAR BY BACK DOOR BACK CENTER
905 | STONEY CREEK RD | 43235-3454 | Active | 792673 | WILKINS | 720A | PVB | 0.750 | 74517 | LT SIDE OF HSE
951 | STONEY CREEK RD | 43235- | Active | ABZ7689 | WILKINS | 975XL | RP | 1.000 | 3538185
990 | STONEY CREEK RD | 43235-3455 | Active | t247461 | wilkins | 720A | PVB | 1.000 | 94701 | LEFT SIDE OF HOUSE
101 | STONEY CREEK RD | 43235-3457 | Replaced | REPG080713 | WILKINS | 720A | PVB | 0.750 | 91804 | REPLACED- RIGHT FRONT
1016 | STONEY CREEK RD | 43235-3457 | Active | T199306 | WILKINS | 720A | PVB | 0.750 | 3611952 | RIGHT FRONT
3755 | STONEYBROOK CT | 43026-5728 | Active | F142140 | WILKINS | 720A | PVB | 1.000 | 99071 | LEFT SIDE OF HOUSE
1320 | STONEYGATE LN | 43221-1553 | Active | 243466 | WATTS | 800M4QT | PVB | 0.750 | 75116 | FRONT OF HOUSE
1321 | STONEYGATE LN | 43221-1552 | Active | F031390 | WILKINS | 720A | PVB | 0.750 | 97522 | in rear of house
1330 | STONEYGATE LN | 43221-1553 | Active | CC1908 | FEBCO | 765 | PVB | 0.750 | 94703 | FRONT OF HOUSE
1340 | STONEYGATE LN | 43221-1553 | Active | cb414127 | WILKINS | 720A | PVB | 1.000 | 54749 | IN YARD, FRONT OF HOUSE
1390 | STONEYGATE LN | 43221-1555 | Active | CB854440 | WILKINS | 720 | PVB | 0.750 | 3538222 | REAR CENTER
1427 | STONEYGATE LN | 43221-1554 | Active | T199284 | WILKINS | 720A | PVB | 0.750 | 3538228 | Right side of the house
5107 | STONHOPE RD | 43054-9483 | Active | T154955 | WILKINS | 720A | PVB | 1.000 | 102864 | RIGHT SIDE
5119 | STONHOPE RD | 43054-9483 | Active | CB000900 | WILKINS | 720A | PVB | 0.750 | 102505 | LEFT FRONT
5120 | STONHOPE RD | 43054-9484 | Active | t346069 | WILKINS | 720A | PVB | 0.750 | 66082 | LEFT SIDE OF HOME
5131 | STONHOPE RD | 43054-9483 | Active | CB426787 | WILKINS | 720 | PVB | 0.750 | 3538234 | LEFT SIDE OF HOUSE
5143 | STONHOPE RD | 43054-9483 | Active | G045191 | WILKINS | 720A | PVB | 0.750 | 87864 | RIGHT SIDE OF HOUSE
5144 | STONHOPE RD | 43054-9484 | Active | T483900 | WILKINS | 720A | PVB | 0.750 | 66118 | RIGHT SIDE OF HOUSE
5156 | STONHOPE RD | 43054-9484 | Active | t198130 | WILKINS | 720A | PVB | 0.750 | 66192 | LEFT SIDE OF HOUSE
8181 | STORROW DR | 43081-5011 | Active | AB8750 | FEBCO | 765 | PVB | 1.000 | 94705 | RIGHT SIDE OF HOUSE
3157 | STOUDT PL | 43110-8349 | Removed | REMCB263499 | WILKINS | 720A | PVB | 0.750 | 60082 | LEFT SIDE
5605 | STOVER CT | 43017-3064 | Active | 798747 | WATTS | 800M4QT | PVB | 1.000 | 102205 | BACK RIGHT CORNER OF HOUSE
2107 | STOWBRIDGE RD | 43016-8903 | Active | EAA0633 | WILKINS | 720 | PVB | 0.750 | 3538416 | LEFT FRONT
2133 | STOWBRIDGE RD | 43016-8904 | Active | 686925 | WATTS | 800M4QT | PVB | 1.000 | 98547 | 5' RIGHT OF FRONT DOOR
2141 | STOWBRIDGE RD | 43016-8904 | Active | HG19952 | FEBCO | 765 | PVB | 0.750 | 3538420 | RIGHT SIDE
2160 | STOWMONT CT | 43016-9563 | Active | H516998 | FEBCO | 765 | PVB | 0.750 | 96013 | LEFT SIDE
2166 | STOWMONT CT | 43016-9563 | Active | H517547 | FEBCO | 765 | PVB | 0.750 | 96014 | RIGHT SIDE
2172 | STOWMONT CT | 43016-9563 | Active | HA29866 | FEBCO | 765 | PVB | 0.750 | 86991 | RIGHT FRONT
7933 | STRAITS FARM N | 43054 | Active | 441373 | WILKINS | 720A | PVB | 0.750 | 3603798 | MIDDLE RIGHT SIDE OF HOUSE
7937 | STRAITS FARM N | 43054 | Active | CB073551 | WILKINS | 720A | PVB | 0.750 | 3604267 | FRONT LEFT CORNER OF HOUSE
7941 | STRAITS FARM N | 43054 | Active | T181355 | WILKINS | 720A | PVB | 0.750 | 3619966 | LEFT FRONT CORNER
7945 | STRAITS FARM N | 43054 | Active | T146916 | WILKINS | 720A | PVB | 0.750 | 3606153 | LEFT SIDE OF HOUSE
7949 | STRAITS FARM N | 43054 | Active | CB079435 | WILKINS | 720A | PVB | 0.750 | 3621155 | LEFT FRONT CORNER OF HOUSE
7951 | STRAITS FARM N | 43054 | Active | CB079375 | WILKINS | 720A | PVB | 0.750 | 3619900 | MIDDLE LEFT SIDE BY GAS METER
7921 | STRAITS FARM S | 43054 | Active | CB073949 | WILKINS | 720A | PVB | 0.750 | 3606163 | RIGHT SIDE OF HOUSE (EXT)
7925 | STRAITS FARM S | 43054 | Active | T232788 | WILKINS | 720A | PVB | 0.750 | 3618150 | LEFT SIDE OF HOUSE BY A/C UNIT
7929 | STRAITS FARM SOUTH | 43054 | Active | CB113515 | WILKINS | 720A | PVB | 0.750 | 3614910 | RIGHT SIDE OF HOUSE
5008 | STRAITS LINIK | 43054 | Active | CB079393 | WILKINS | 720A | PVB | 0.750 | 3618422 | FRONT LEFT CORNER OF HOUSE
5001 | STRAITS LINK | 43054 | Active | CB074921 | WILKINS | 720A | PVB | 0.750 | 3606155 | RIGHT SIDE OF HOUSE
5004 | STRAITS LINK | 43054 | Active | T250451 | WILKINS | 720A | PVB | 0.750 | 3622597 | RIGHT SIDE OF HOUSE
5005 | STRAITS LINK | 43054 | Active | CB234727 | WILKINS | 720A | PVB | 0.750 | 3609653 | MIDDLE RIGHT SIDE OF HOUSE
5009 | STRAITS LINK | 43054 | Active | T147258 | WILKINS | 720A | PVB | 0.750 | 3604454 | LEFT SIDE BY GAS METER
5012 | STRAITS LINK | 43054 | Active | T147040 | WILKINS | 720A | PVB | 0.750 | 3606154 | LEFT FRONT SIDE OF HOUSE
5013 | STRAITS LINK | 43054 | Active | T147037 | WILKINS | 720A | PVB | 0.750 | 3605986 | RIGHT SIDE
5016 | STRAITS LINK | 43054 | Active | CB073957 | WILKINS | 720A | PVB | 0.750 | 3616562 | FRONT LEFT CORNER OF HOUSE
5020 | STRAITS LINK | 43054 | Active | CB153110 | WILKINS | 720A | PVB | 0.750 | 3619700 | FRONT RIGHT CORNER OF HOUSE
5024 | STRAITS LINK | 43054 | Active | CB073579 | WILKINS | 720A | PVB | 0.750 | 3603858 | LEFT SIDE FRONT CORNER
5026 | STRAITS LINK | 43054 | Active | T441837 | WILKINS | 720A | PVB | 0.750 | 3613713 | LEFT SIDE OF HOUSE FRONT CORNER
7787 | STRAITS LN | 43054 | Active | T147259 | WILKINS | 720A | PVB | 0.750 | 3605811 | RIGHT FRONT SIDE OF HOUSE
7791 | STRAITS LN | 43054 | Active | CB079419 | WILKINS | 720A | PVB | 0.750 | 3621145 | FRONT RIGHT SIDE OF HOUSE
7795 | STRAITS LN | 43054 | Active | T147035 | WILKINS | 720A | PVB | 0.750 | 3604519 | RIGHT FRONT CORNER OF HOUSE
7799 | STRAITS LN | 43054 | Replaced | REPCB073523 | WILKINS | 720A | PVB | 0.750 | 3607500 | REPLACED- RIGHT SIDE OF HOUSE BY GAS METER
7799 | STRAITS LN | 43054 | Active | t363500 | WILKINS | 720A | PVB | 0.750 | 3613351 | RIGHT SIDE OF HOUSE BY GAS METER
7800 | STRAITS LN | 43054 | Active | CB073639 | WILKINS | 720-A | PVB | 0.750 | 3607678 | FRONT LEFT SIDE OF HOUSE
7803 | STRAITS LN | 43054 | Active | T146973 | WILKINS | 720A | PVB | 0.750 | 3605832 | LEFT SIDE BY GAS METER
7804 | STRAITS LN | 43054 | Active | CB074913 | WILKINS | 720A | PVB | 0.750 | 3606148 | LEFT SIDE OF HOUSE
7807 | STRAITS LN | 43054 | Active | Eac7981 | WILKINS | 720A | PVB | 0.750 | 3629556 | RIGHT SIDE OF THE HOUSE
7811 | STRAITS LN | 43054 | Active | CB074911 | WILKINS | 720A | PVB | 0.750 | 3609526 | RIGHT FRONT CORNER OF HOUSE
7815 | STRAITS LN | 43054 | Active | H990298 | FEBCO | 765 | PVB | 0.750 | 3613143 | RIGHT SIDE OF HOUSE FRONT CORNER
7816 | STRAITS LN | 43054 | Active | CB074887 | WILKINS | 720A | PVB | 0.750 | 3607556 | LEFT SIDE OF HOUSE
7819 | STRAITS LN | 43054 | Active | CB073507 | WILKINS | 720A | PVB | 0.750 | 3606149 | RIGHT SIDE OF HOUSE
7820 | STRAITS LN | 43054 | Active | CB074949 | WILKINS | 720 | PVB | 0.750 | 3607845
7823 | STRAITS LN | 43054 | Active | CB073369 | WILKINS | 720 | PVB | 0.750 | 3606285 | LEFT FRONT
7827 | STRAITS LN | 43054 | Active | T294573 | WILKINS | 720A | PVB | 0.750 | 3632933 | LEFT SIDE OF HOUSE
7831 | STRAITS LN | 43054 | Active | T294437 | WILKINS | 720A | PVB | 0.750 | 3624857 | LEFT FRONT CORNER
7835 | STRAITS LN | 43054 | Active | CB074945 | WILKINS | 720A | PVB | 0.750 | 3613476 | LEFT SIDE OF HOUSE MIDWAY DOWN
7839 | STRAITS LN | 43054 | Active | T261933 | WILKINS | 720A | PVB | 0.750 | 3623008 | LEFT FRONT CORNER OF HOUSE
7843 | STRAITS LN | 43054 | Active | T261279 | WILKINS | 720A | PVB | 0.750 | 3622600 | MIDDLE LEFT SIDE OF HOUSE
8325 | STRASBOURG CT | 43017 | Active | H781889 | FEBCO | 765 | PVB | 1.000 | 73712 | LEFT SIDE OF HOUSE
8330 | STRASBOURG CT | 43017-8806 | Active | CB602787 | WILKINS | 720A | PVB | 0.750 | 73715 | WEST SIDE OF HOUSE
8375 | STRASBOURG CT | 43017 | Active | CB030148 | WILKINS | 720A | PVB | 0.750 | 3538441 | FRONT RIGHT OF FRT DOOR
2826 | STRATFORD DR | 43220-4570 | Active | 15518 | WATTS | 919AQT | RP | 0.750 | 94707 | MECH ROOM AT WATER METER
2826 | STRATFORD DR | 43220-4570 | Active | ha99245 | FEBCO | 765 | PVB | 1.000 | 102939 | FRONT OF HOUSE
1925 | STRATFORD WAY | 43219-2946 | Not Required by DOW | 4975934 | WILKINS | 975XL | RP | 1.000 | 95566 | BOILER MAKE UP
1925 | STRATFORD WAY | 43219-2946 | Active | 438327 | WATTS | 909M1QT | RP | 2.000 | 95689 | GYM/ WATER METER
1925 | STRATFORD WAY | 43219-2946 | Active | 158262 | AMES | 3000SS | DCDA | 6.000 | 95690 | SE BOILER ROOM - Eastgate E. S.
1925 | STRATFORD WAY | 43219-2946 | Active | 09200 | WATTS | 007QT | DC | 0.750 | 95691 | SE BOILER ROOM - Eastgate E. S.
1925 | STRATFORD WAY | 43219-2946 | Active | 216342 | WATTS | 909QTFDA | RP | 4.000 | 95882 | STORAGE ROOM
1966 | STRATFORD WAY | 43219-2974 | Active | T424164 | WILKINS | 720A | PVB | 0.750 | 3538466 | LEFT SIDE
6589 | STRATHERN CT | 43016-6019 | Active | G086228 | WILKINS | 720A | PVB | 0.750 | 93395 | RIGHT FRONT
6594 | STRATHERN CT | 43016-6019 | Active | G208133 | WILKINS | 720A | PVB | 0.750 | 92324 | RIGHT SIDE
6597 | STRATHERN CT | 43016-6019 | Active | G215424 | WILKINS | 720A | PVB | 0.750 | 95388 | LEFT FRONT
6602 | STRATHERN CT | 43016 | Active | g211617 | WILKINS | 720A | PVB | 0.750 | 95905 | RIGHT SIDE
6605 | STRATHERN CT | 43016-6019 | Active | G204754 | WILKINS | 720A | PVB | 0.750 | 95164 | RIGHT SIDE
6610 | STRATHERN CT | 43016-6019 | Active | H132324 | FEBCO | 765 | PVB | 0.750 | 70372 | RIGHT SIDE OF HOUSE
6613 | STRATHERN CT | 43016-6019 | Active | H200163 | FEBCO | 765 | PVB | 0.750 | 70384 | LEFT SIDE OF HOUSE
6618 | STRATHERN CT | 43016 | Active | H115842 | FEBCO | 765 | PVB | 0.750 | 70386 | FRONT OF HOUSE, RIGHT OF FRONT DOOR
6621 | STRATHERN CT | 43016-6019 | Replaced | REPG214901 | WILKINS | 720A | PVB | 0.750 | 95200 | REPLACED- LEFT SIDE
6621 | STRATHERN CT | 43016-6019 | Active | CB548585 | WILKINS | 720A | PVB | 0.750 | 3610171 | LEFT SIDE
6626 | STRATHERN CT | 43016 | Active | AC1896 | FEBCO | 765 | PVB | 0.750 | 70400 | LEFTSIDE
6629 | STRATHERN CT | 43016 | Active | T348046 | WILKINS | 720A | PVB | 0.750 | 70402 | LEFT SIDE
6637 | STRATHERN CT | 43016-6019 | Active | H315003 | FEBCO | 765 | PVB | 0.750 | 70409 | LEFT SIDE
215 | STRATHSPREY DR | 43004-9697 | Active | EAF4108 | WILKINS | 720 | PVB | 0.750 | 3538621 | LEFT FRONT
425 | STRATTON RD | 43220-4370 | Active | VAA4119 | WILKINS | 720A | PVB | 0.750 | 94709 | FRONT OF HOUSE
4295 | STRATTON RD | 43220-4369 | Active | T096871 | WILKINS | 720A | PVB | 1.000 | 94710 | FRONT OF HOUSE
4311 | STRATTON RD | 43220-4371 | Active | 446585 | WATTS | 800M4QT | PVB | 0.750 | 63658 | FRONT
4323 | STRATTON RD | 43220-4371 | Active | 017343 | WATTS | 800M4 | PVB | 1.000 | 97148 | RIGHT OF FRONT DOOR
4335 | STRATTON RD | 43220-4371 | Active | 209158 | WILKINS | 720A | PVB | 0.750 | 94711 | REAR OF HOUSE
5300 | STRAWBERRY FARMS BL | 43230-1049 | Active | 406088 | WATTS | 800M4QT | PVB | 1.000 | 61827 | STORAGE RM- BY MENS RM
5300 | STRAWBERRY FARMS BL | 43230-1049 | In Review |  |  |  | RP |  | 3636496
5378 | STRAWBERRY FARMS BLVD | 43230 | Active | PC0552 | WATTS | 957 | RP | 3.000 | 3613847 | NORTH WEST CORNER OF PROJECT
5378 | STRAWBERRY FARMS BLVD | 43230 | Active | 1159170415 | WATTS | 774DCDA | DCDA | 6.000 | 3618062 | NW CORNER OF PROTEST
5378 | STRAWBERRY FARMS BLVD | 43230 | Active | 23986 | WATTS | 007M1QT | DC | 0.750 | 3618063 | NW CORNER OF PROJECT
4634 | STRAYER DR | 43026-9093 | Active | 936542 | WATTS | 800M4QT | PVB | 1.000 | 64643 | LEFT CENTER
4634 | STRAYER DR | 43026-9093 | Active | 4259453 | WILKINS | 975XL | RP | 1.000 | 3619846 | BASEMENT IN MECHANICAL ROOM
4652 | STRAYER DR | 43026-9093 | Active | B106826 | WATTS | 800M4QT | PVB | 1.000 | 64696 | BACK
4707 | STRAYER DR | 43026-7769 | Active | 17674 | FEBCO | 765 | PVB | 1.000 | 64851 | LEFT SIDE OF HOUSE
4740 | STRAYER DR | 43026-7947 | Active | T410970 | WILKINS | 720 | PVB | 0.750 | 3538729 | RIGHT FRONT
4250 | STREAM BANK LN | 43026-6227 | Active | 151269 | AMES | 2000SS | DCDA | 6.000 | 93376 | IN PIT BEHIND BUSHES W/STONE WALL
4250 | STREAM BANK LN | 43026-6227 | Active | 1169660706 | AMES | 4000SS | RP | 3.000 | 93377 | HOT BOX AT PIT BEHIND BUSHES W/STONE WALL
4250 | STREAM BANK LN | 43026-6227 | Active | 06120 | WATTS | 007M1PCQT | DC | 0.750 | 93378 | PIT FIRE PROTECTION
6216 | STRIDER LN | 43026 | Active | T084870 | WILKINS | 720A | PVB | 0.750 | 101961 | RIGHT SIDE
6232 | STRIDER LN | 43026-5026 | Active | CAB48845 | WILKINS | 720A | PVB | 0.750 | 101820 | RIGHT SIDE
6240 | STRIDER LN | 43026-5026 | Active | T385625 | WILKINS | 720A | PVB | 0.750 | 99755 | OUTSIDE, EAST SIDE CORNER
1214 | STRINGTOWN RD | 43123 | Active | 102882 | WATTS | 009M2QT | RP | 1.500 | 3652833 | HOT BOX BY FLUSHING DEVICE
1220 | STRINGTOWN RD | 43123 | Active | 252529 | WATTS | LF009M3QT | RP | 0.750 | 3635934 | IN UTILITY CLOSET OF SERVICE AREA AT WATER METER
1255 | STRINGTOWN RD | 43123 | Active | B325996 | wilkins | 375XL | RP | 1.000 | 3649159 | MECH ROOM AT METER
1280 | STRINGTOWN RD | 43123 | Active | N76689 | WILKINS | 350DA | DCDA | 4.000 | 3655520 | UTILITY ROOM S SIDE.
1280 | STRINGTOWN RD | 43123 | Active | HC73476 | WILKINS | 950XLD | DC | 0.750 | 3655954 | UTILITY ROOM S SIDE.
1280 | STRINGTOWN RD | 43123 | Active | 01530 | WATTS |  | RP | 1.000 | 3655955 | UTILITY ROOM S SIDE.
1320 | STRINGTOWN RD | 43123 | Active | 134628 | WATTS | 009M2 | RP | 2.000 | 3639539 | AT METER IN BASEMENT
1325 | STRINGTOWN RD | 43123 | Active | RH-3108 | WATTS | 957NRPDA-BF | RPDA | 4.000 | 3624984 | HOT BOX
1325 | STRINGTOWN RD | 43123 | Active | 70687 | WATTS | 919 | RP | 0.750 | 3624985 | HOT BOX
1325 | STRINGTOWN RD | 43123 | Active | RB-1554 | WATTS | 957 | RP | 3.000 | 3624986 | HOT BOX
1325 | STRINGTOWN RD | 43123 | Not Required by DOW | 70813 | WATTS | LF919QT | RP | 0.750 | 3636535 | STERIL AREA JANITORS CLOSET ROOM 11425
1350 | stringtown rd |  | New Construction | ZB-0362 | WATTS | 057 | RP | 4.000 | 3659530 | HOT BOX
1350 | stringtown rd |  | New Construction | ZB-0575 | AMES | 300GV | DCDA | 6.000 | 3659531
1350 | stringtown rd |  | New Construction | 80350 | AMES | 2000BM3 | DC | 0.750 | 3659532 | HOT BOX
1464 | STRINGTOWN RD | 43123-9743 | Active | 617916 | WATTS | 909QT | RP | 1.000 | 96321 | RISER ROOM FRONT OF BUILDING
1464 | STRINGTOWN RD | 43123-9743 | Active | 164446 | AMES | 3000SS | DCDA | 6.000 | 96340 | METER ROOM
1464 | STRINGTOWN RD | 43123-9743 | Active | 12049 | WATTS | 007M1QT | DC | 0.750 | 96341 | BYPASS FIRE
1464 | STRINGTOWN RD | 43123-9743 | Not Required by DOW | 17853 | WATTS | 919QT | RP | 1.000 | 96342 | METER ROOM
1482 | STRINGTOWN RD | 43123-9743 | Active | 10501 | WATTS | 919AQT | RP | 1.500 | 96548 | NEAR WATER METER
1482 | STRINGTOWN RD | 43123-9743 | Not Required by DOW | W304793 | WILKINS | 975XLBMS | RP | 1.000 | 96569 | BY METER
1482 | STRINGTOWN RD | 43123-9743 | Active | N0807150528 | FEBCO | 876V | DCDA | 6.000 | 96570 | STORAGE ROOM
1482 | STRINGTOWN RD | 43123-9743 | Active | H009620 | FEBCO | 805YB | DC | 0.750 | 96571 | STORAGE ROOM
1494 | STRINGTOWN RD | 43123-9743 | Active | 618159 | WATTS | 909PCQT | RP | 0.750 | 92720 | AT WATER METER
1494 | STRINGTOWN RD | 43123-9743 | Active | W255166 | WILKINS | 975A | RP | 1.000 | 92896 | METER ROOM
1514 | STRINGTOWN RD | 43123 | Not Required by DOW | CB165331 | WILKINS | 720A | PVB | 1.000 | 88909 | MECH ROOM
1514 | STRINGTOWN RD | 43123 | Active | A00565 | WATTS | 009M2QT | RP | 2.000 | 88913 | MECH ROOM
1514 | STRINGTOWN RD | 43123 | Active | 2201038 | WILKINS | 950XL | DC | 0.750 | 88914 | RISER ROOM
1514 | STRINGTOWN RD | 43123 | Active | V05918 | WILKINS | 350ADA | DCDA | 4.000 | 88915 | RISER ROOM
1548 | STRINGTOWN RD | 43123-9832 | Active | 1484110606 | AMES | 3000SS | DCDA | 8.000 | 100713 | PIT IN FRONT OF STORE
1548 | STRINGTOWN RD | 43123-9832 | Active | 50559 | AMES | 2000B | DC | 0.750 | 100728 | PIT IN FRONT OF STORE
1548 | STRINGTOWN RD | 43123-9832 | Active | 16758 | WATTS | 919QT | RP | 2.000 | 100729 | NW CORNER
1548 | STRINGTOWN RD | 43123-9832 | Not Required by DOW | 3476978 | WILKINS | 975 | RP | 2.000 | 100730 | NW CORNER
1571 | STRINGTOWN RD | 43123- | Not Required by DOW | 304407 | WATTS | 009M2QT | RP | 1.000 | 95328 | NEXT TO WATER METER - 4100 BUCKEYE PKWY
1571 | STRINGTOWN RD | 43123- | Active | 4742515 | WILKINS | 975 | RP | 1.000 | 95480 | NEXT TO WATER METER - 4100 BUCKEYE PKWY
1614 | STRINGTOWN RD | 43123-8995 | Active | 1147350905 | AMES | 4000SS | RP | 3.000 | 88846 | HOT BOX E OF THISTLEWOOD RD BEHIND HOME DEPOT
1614 | STRINGTOWN RD | 43123-8995 | Active | 1442560805 | AMES | 3000SS | DCDA | 8.000 | 88864 | METER PIT EAST SIDE OF THISTLEWOOD ROAD BEHIND HOME DEPOT
1614 | STRINGTOWN RD | 43123-8995 | Active | 45600 | AMES | 2000B | DC | 0.750 | 88865 | METER PIT E SIDE OF THISTLEWOOD RD BEHIND HOME DEPOT
1614 | STRINGTOWN RD | 43123-8995 | Not Required by DOW | 12542C | WILKINS | 375AST | RP | 3.000 | 101605 | RISER ROOM 1588
1614 | STRINGTOWN RD | 43123-8995 | Not Required by DOW | 4476795 | WILKINS | 975XL2 | RP | 1.250 | 3624565 | BACK OF HONEY BAKE HAM, 1578, NE CORNER ABOVE CEILING
1615 | STRINGTOWN RD | 43123-8265 | Active | 259210 | WATTS | 009M2QT | RP | 2.000 | 88055 | MECH RM W SIDE OF BLDG
1615 | STRINGTOWN RD | 43123-8265 | Active | H006473 | FEBCO | 805Y | DC | 0.750 | 88291 | MTR RM W SIDE OF BLDG
1615 | STRINGTOWN RD | 43123-8265 | Active | F0507191445 | FEBCO | 876 | DCDA | 4.000 | 88292 | MTR RM W SIDE OF BLDG
1615 | STRINGTOWN RD | 43123-8265 | Active | W150010 | WILKINS | 975XL | RP | 1.500 | 88293 | MTR RM W SIDE OF BLDG
1615 | STRINGTOWN RD | 43123-8265 | Not Required by DOW | W175467 | WILKINS | 975XL | RP | 1.500 | 88294 | MTR RM W SIDE OF BLDG
1620 | STRINGTOWN RD | 43123-8995 | Active | W210463 | WILKINS | 975XLBMS | RP | 1.000 | 55626 | WEST SIDE OF METER
1620 | STRINGTOWN RD | 43123-8995 | Not Required by DOW | 145421 | WATTS | 009QT | RP | 0.750 | 55627 | WESTSIDE AT METER
1620 | STRINGTOWN RD | 43123-8995 | Not Required by DOW | W210455 | WILKINS | 975XLBMS | RP | 1.000 | 75064 | WESTSIDE AT METER
1635 | STRINGTOWN RD | 43123-8265 | Active | 1319980204 | AMES | 3000SS | DCDA | 3.000 | 55667 | MECH ROOM/SPRINKLER ROOM
1635 | STRINGTOWN RD | 43123-8265 | Active | 36671 | AMES | 2000B | DC | 0.750 | 55668 | MECH ROOM/SPRINKLER VALVE ROOM
1635 | STRINGTOWN RD | 43123-8265 | Not Required by DOW | W151906 | WILKINS | 975XL | RP | 1.000 | 55669 | MECH ROOM
1635 | STRINGTOWN RD | 43123-8265 | Active | W125469 | WILKINS | 975XL | RP | 1.500 | 55670 | MECH ROOM
1650 | STRINGTOWN RD | 43123-8995 | Active | 4262635 | WILKINS | 975XL2 | RP | 1.500 | 55731 | IN ROOM BESIDE OFFICE AT WATER METER
1650 | STRINGTOWN RD | 43123-8995 | Replaced | REP6497 | WATTS | 919AQT | RP | 0.750 | 89209 | REPLACED- ROOM NEXT TO OFFICE BEFORE BACK ROOM W/ WATER METER
1650 | STRINGTOWN RD | 43123-8995 | Active | 4095563 | WILKINS | 975XL2 | RP | 0.750 | 3611967 | ROOM NEXT TO OFFICE BEFORE BACK ROOM W/ WATER METER
1657 | STRINGTOWN RD | 43123-8265 | Active | AMA09578 | WILKENS | 009QT | RP | 1.500 | 55749 | MECHANICAL ROOM
1657 | STRINGTOWN RD | 43123-8265 | Not Required by DOW | 262993 | WATTS | 009QT | RP | 1.000 | 55750 | MECHANICAL ROOM
1657 | STRINGTOWN RD | 43123-8265 | Not Required by DOW | 06017 | AMES | 200B | DC | 1.250 | 3649413 | MECHANICAL ROOM
1657 | STRINGTOWN RD | 43123-8265 | Not Required by DOW | 18521 | WILKINS | 950XL | DC | 1.500 | 3656810 | MECHANICAL ROOM
1671 | STRINGTOWN RD | 43123-8265 | Active | 3452548 | WILKINS | 975XL2 | RP | 1.500 | 55800 | BY BACK DOOR
1671 | STRINGTOWN RD | 43123-8265 | Not Required by DOW | 4977738 | WILKINS | 975XL | RP | 1.000 | 99600 | LEFT SIDE OF BUILDING
1680 | STRINGTOWN RD | 43123 | Active | 103967 | WATTS | 009M2QT | RP | 1.500 | 55816 | METER ROOM-FIRE EQUIPMENT ROOM
1680 | STRINGTOWN RD | 43123 | Active | 14425609805 | AMES | 3000SS | DCDA | 8.000 | 55817 | METER PIT IN REAR
1680 | STRINGTOWN RD | 43123 | Active | 45600 | AMES | 2000B | DC | 0.750 | 55818 | METER PIT IN REAR OF HOME DEPOT EAST OF THRISTLEWOOD
1680 | STRINGTOWN RD | 43123 | Not Required by DOW | 108212 | WATTS | 009M2QT | RP | 1.500 | 87201 | FIRE PUMP ROOM
1693 | STRINGTOWN RD | 43123 | Active | 132245 | AMES | 3000SS | DCDA | 8.000 | 55851 | MTR PIT S END OF PROP
1693 | STRINGTOWN RD | 43123 | Not Required by DOW | 227464 | WATTS | 009M1PCQT | RP | 2.000 | 55852 | LAWN AND GARDEN CLOSET
1693 | STRINGTOWN RD | 43123 | Active | 34748 | AMES | 2000B | DC | 0.750 | 55853 | MTR PIT S END OF PROP
1693 | STRINGTOWN RD | 43123 | Active | 173091 | WATTS | 909 | RP | 3.000 | 55854 | SPRINKLER RISER ROOM
1696 | STRINGTOWN RD | 43123-8995 | Removed | 08407REM | WATTS | 909QT | RP | 1.000 | 89686 | REMOVED-MECH ROOM OUTSIDE
1696 | STRINGTOWN RD | 43123-8995 | Removed | 1165 | WATTS | 909QT | RP | 1.500 | 89687 | OUTSIDE MECH ROOM
1696 | STRINGTOWN RD | 43123-8995 | Not Required by DOW | 47219 | WATTS | 909QT | RP | 1.000 | 3608066 | MECH ROOM OUTSIDE
1696 | STRINGTOWN RD | 43123-8995 | Active | 230916 | WATTS | LF009M2QT | RP | 2.000 | 3656091 | HOT BOX AT SOUTHWEST CORNER OF PARKING LOT
1696 | STRINGTOWN RD | 43123-8995 | Active | WK-1627 | AMES | 300GV | DCDA | 6.000 | 3656092 | HOT BOX AT SOUTHWEST CORNER OF PARKING LOT
1696 | STRINGTOWN RD | 43123-8995 | Active | 68492 | AMES | 2000BM3 | DC | 0.750 | 3656093 | HOT BOX AT SOUTHWEST CORNER OF PARKING LOT
1710 | STRINGTOWN RD | 43123-9049 | Active | 1430080205 | AMES | 2000SS | DCDA | 6.000 | 55921 | RISER ROOM
1710 | STRINGTOWN RD | 43123-9049 | Active | 175471 | WILKINS | 975XL | RP | 1.500 | 55922 | JANITORS CLOSET
1710 | STRINGTOWN RD | 43123-9049 | Active | 64103 | WATTS | 007QT | DC | 0.750 | 55923 | RISER ROOM
1710 | STRINGTOWN RD | 43123-9049 | Not Required by DOW | 639745 | WATTS | 800QT | PVB | 1.000 | 94609 | RIGHT SIDE OF HOUSE
1720 | STRINGTOWN RD | 43123-9049 | Not Required by DOW | A00356 | WATTS | 009M2QT | RP | 1.500 | 89445 | MECH ROOM ABOVE WATER METER
1720 | STRINGTOWN RD | 43123-9049 | Active | A00380 | WATTS | 009M2QT | RP | 1.50 | 89446 | IN MECH ROOM AT WATER METER
1720 | STRINGTOWN RD | 43123-9049 | Active | 149376040 | AMES | 3000SS | DCDA | 4.000 | 95677 | MECH ROOM
1720 | STRINGTOWN RD | 43123-9049 | Active | 49059 | AMES | 2000B | DC | 0.750 | 97887 | Mechanical Room
1720 | STRINGTOWN RD | 43123-9049 | Removed | 50278REM | WATTS | 919 | RP | 0.500 | 104052 | REMOVED-1730 STRINGTOWN RD - MENCHIE'S YOGURT, COOLERS, BESIDE YOGURT MA
1720 | STRINGTOWN RD | 43123-9049 | Not Required by DOW | 25500 | WATTS | 919QT | RP | 1.500 | 3648390 | BIBIBOP 1726 STRINGTOWN RD - ABOVE HOT WATER TANK
1737 | STRINGTOWN RD | 43123- | Active | 1322880104 | AMES | 3000SS | DCDA | 8.000 | 55997 | 1737 Riser Room - Rear (Meter Rm)
1737 | STRINGTOWN RD | 43123- | Not Required by DOW | L22040 | WILKINS | 375 | RP | 3.000 | 55998 | 1751 Rear Riser Room - (Water Meter Rm)
1737 | STRINGTOWN RD | 43123- | Not Required by DOW | L18091 | WILKINS | 375 | RP | 3.000 | 55999 | 1737 Riser Room - Rear (Meter Rm)
1737 | STRINGTOWN RD | 43123- | Active | L18090 | WILKINS | 375 | RP | 3.000 | 56000 | 1699 Mechanical-Riser Rm 1699 Rear of Building
1737 | STRINGTOWN RD | 43123- | Active | 35153 | AMES | 2000B | DC | 0.750 | 56001 | 1737 Riser Room - Rear (Meter Rm)
1737 | STRINGTOWN RD | 43123- | Not Required by DOW | 26495 | WATTS | 008PCQT | PVB | 0.500 | 3613112 | BEHIND FISH TANKS
1737 | STRINGTOWN RD | 43123- | Not Required by DOW | 74442 | WATTS | 919QT | RP | 1.000 | 3650186 | AT AUXILIARY WATER METER - 1715 STRINGTOWN RD - 5 BELOW
1742 | STRINGTOWN RD | 43123-9049 | Active | 113339 | WATTS | 009M2QT | RP | 1.500 | 56010 | MECH ROOM NORTH SIDE OF BUILDING
1742 | STRINGTOWN RD | 43123-9049 | Active | 62728 | APOLLO/CONBRACO | DCDALF4AN | DCDA | 2.500 | 56011 | MECH ROOM NORTH SIDE OF BUILDING
1742 | STRINGTOWN RD | 43123-9049 | Replaced | REPH010279 | FEBCO | 805 | DC | 0.750 | 56012 | REPLACED- MECH ROOM NORTH SIDE OF BUILDING
1742 | STRINGTOWN RD | 43123-9049 | Not Required by DOW | W186991 | WILKINS | 975XL | RP | 1.000 | 87409 | mech room n side of building
1742 | STRINGTOWN RD | 43123-9049 | Active | 777869 | APOLLO/CONBRACO | DCLF4A | DC | 0.500 | 3610169 | MECH ROOM NORTH SIDE OF BUILDING
1759 | STRINGTOWN RD | 43123-9125 | Not Required by DOW | 04876 | AMES | 2000B | DC | 1.250 | 56046 | NW PLUMBING/MECH ROOM
1759 | STRINGTOWN RD | 43123-9125 | Active | 4661723 | WILKINS | 975XL | RP | 1.500 | 56047 | NW PLUMBING/MECH RM AT WATER METER -OUTSIDE DR
1759 | STRINGTOWN RD | 43123-9125 | Not Required by DOW | W115495 | WILKINS | 975 | RP | 1.000 | 56048 | IN M C WITH WATER METER
1759 | STRINGTOWN RD | 43123-9125 | Removed | 05490REM | AMES | 2000-DCA | DC | 4.000 | 3611287 | ***REMOVED *** IN M C ROOM
1760 | STRINGTOWN RD | 43123-9049 | Active | W208412 | WILKINS | 975XL | RP | 1.500 | 56062 | MECHANICAL ROOM NW CORNER OF BUILDING (Stock Room)
1766 | STRINGTOWN RD | 43123-9049 | Active | 420857 | WATTS | 909M1QT | RP | 2.000 | 56069 | MECHANICAL ROOM - NEXT TO METER. BACKSIDE OF BUILDING
1766 | STRINGTOWN RD | 43123-9049 | Not Required by DOW | 278858 | WATTS | 009M2PCQT | RP | 1.000 | 89362 | Rear Mech Room
1766 | STRINGTOWN RD | 43123-9049 | Active | 50374 | AMES | 2000BM3 | DC | 0.750 | 89363 | MECH ROOM AT THE REAR OF THE BUILDING
1766 | STRINGTOWN RD | 43123-9049 | Active | F050809136 | FEBCO | 876V | DCDA | 4.000 | 89364 | MECH ROOM AT REAR OF THE STORE
1766 | STRINGTOWN RD | 43123-9049 | Not Required by DOW | 608445 | WATTS | 909HWQT | RP | 1.000 | 97889 | break room next to meter unit 1770
1766 | STRINGTOWN RD | 43123-9049 | Not Required by DOW | 3461501 | WILKINS | 950XL | DC | 0.750 | 100570 | 1786 STRINGTOWN RD, REST EQUIP-ABOVE CEILING TILE-ABOVE BACK DOOR UNIT
1766 | STRINGTOWN RD | 43123-9049 | Not Required by DOW | 3448359 | WILKINS | 950XL | DC | 0.750 | 100571 | 1786 STRINGTOWN RD, RESTAURANT EQUIP-ABOVE CEILING TILE-ABOVE OVEN
1766 | STRINGTOWN RD | 43123-9049 | Not Required by DOW | 67470 | WATTS | 919QT | RP | 1.000 | 3638087 | UNIT 1790 IN CEILING TILES AT FIRST RR
1779 | STRINGTOWN RD | 43123-9125 | Not Required by DOW | 177111 | WATTS | LF009M2QT | RP | 1.000 | 56117 | MECH ROOM
1779 | STRINGTOWN RD | 43123-9125 | Active | W187090 | WILKINS | 975 | RP | 1.000 | 56118 | MTR IN OFFICE DAIRY QUEEN
1799 | STRINGTOWN RD | 43123-9125 | Active | 2304704 | WILKINS | 975XL | RP | 1.500 | 91955 | EQUIPMENT ROOM WEST SIDE OF BUILDING.OUTSIDE DOOR ENTRY
1799 | STRINGTOWN RD | 43123-9125 | Not Required by DOW | J09661REM | FEBCO | 825Y | RP | 1.000 | 91956 | EQUIPMENT ROOM WEST SIDE OF BUILDING
1800 | STRINGTOWN RD | 43123-9049 | Active | 118982 | WATTS | 709DCDA | DCDA | 4.000 | 56221 | 1ST FLOOR MECHANICAL ROOM
1800 | STRINGTOWN RD | 43123-9049 | Active | 36010 | WATTS | 007QT | DC | 0.750 | 56222 | 1ST FLOOR MECHANICAL ROOM
1800 | STRINGTOWN RD | 43123-9049 | Active | 587204 | WILKINS | 975 | RP | 2.000 | 56223 | 1ST FLOOR MECHANICAL ROOM
1800 | STRINGTOWN RD | 43123-9049 | Not Required by DOW | 380714 | WILKINS | 420XL | PVB | 1.000 | 3604287 | 1ST FLOOR-MECH ROOM SE
1869 | STRINGTOWN RD | 43123- | Not Required by DOW | 1847031 | WILKINS | 950XLT | DC | 2.000 | 56455 | LAUNDRY/MECHANICAL ROOM
1869 | STRINGTOWN RD | 43123- | Active | A5838 | WILKINS | 375A | RP | 2.500 | 3635956 | LAUNDRT ROOM
1879 | STRINGTOWN RD | 43123 | Active | 222625 | WATTS | 009M2QT | RP | 2.000 | 3594362
1879 | STRINGTOWN RD | 43123 | Not Required by DOW | 34416 | WATTS | 008PCQT | PVB | 0.500 | 3649892 | IN MOP SINK AREA
1879 | STRINGTOWN RD | 43123 | Not Required by DOW | 17772486 | WILKINS | 950XL | DC | 1.000 | 3649907 | IN MOP SINK AREA
1879 | STRINGTOWN RD | 43123 | Not Required by DOW | 216167 | WATTS | 009M2QT | RP | 1.000 | 3649908 | IN MOP SINK AREA
1880 | STRINGTOWN RD | 43123-2922 | Active | 83364 | WATTS | 009QT | RP | 1.500 | 56493 | S. WALL OF MECH. ROOM SE AREA IF KITCHEN NEXT TO ICE MAKER
1895 | STRINGTOWN RD | 43123-2921 | Active | ABU8847 | WILKINS | 975XL2 | RP | 1.000 | 56538 | SPEEDWAY STORE W WALL AT WATER METER #1231
1895 | STRINGTOWN RD | 43123-2921 | Not Required by DOW | 16620 | watts | 009 | RP | 1.000 | 3659196
1900 | STRINGTOWN RD | 43123-2922 | Due Install |  |  |  | RP | 4.000 | 3538978
1910 | STRINGTOWN RD | 43123-2922 | Not Required by DOW | W143145 | WILKINS | 975XL | RP | 1.000 | 56602 | AT METER
1910 | STRINGTOWN RD | 43123-2922 | Active | W187025 | WILKINS | 975XL | RP | 1.000 | 56603 | AT METER
1920 | STRINGTOWN RD | 43123-2922 | Active | 49189 | WATTS | 919AQT | RP | 1.000 | 3538979 | NE REAR OF BUILDING
1920 | STRINGTOWN RD | 43123-2922 | Not Required by DOW | 373905 | WILKINS | 420 | PVB | 1.000 | 3608249 | BY DRIVE THROUGH WINDOW
1944 | STRINGTOWN RD | 43123-2922 | Active | 10917 | WATTS | 919QT | RP | 1.500 | 97317 | BY METER
1944 | STRINGTOWN RD | 43123-2922 | Active | 18488 | WATTS | 919QT | RP | 1.000 | 97358 | BY METER
1947 | STRINGTOWN RD | 43123-2935 | Active | W210375 | WILKINS | 975XL | RP | 1.500 | 88066 | INSIE S.E. CORNER (BAR)
1989 | STRINGTOWN RD | 43123-2933 | Not Required by DOW | 2280390 | WILKINS | 975XLBMS | RP | 1.500 | 88112 | MECH.ROOM ABOVE METER
1989 | STRINGTOWN RD | 43123-2933 | Active | 269150 | WATTS | 009M2QT | RP | 2.000 | 88866 | SW MECH/HWT ATEA AT WATER METER
1989 | STRINGTOWN RD | 43123-2933 | Not Required by DOW | 431077 | WATTS | 009M1PCQT | RP | 1.500 | 97490 | MECH ROOM ABOVE METER FOR LIMITED FIRE
1998 | STRINGTOWN RD | 43123-3953 | Not Required by DOW | 1255206 | WILKINS | 975 | RP | 1.000 | 56896 | MECHANICAL ROOM AT METER
1998 | STRINGTOWN RD | 43123-3953 | Active | 03794 | WATTS | 009QT | RP | 1.500 | 56897 | MECHANICAL ROOM BY METER
2005 | STRINGTOWN RD | 43123-3900 | Not Required by DOW | 643653 | WATTS | 800M4QT | PVB | 1.000 | 92724 | MECH ROOM
2005 | STRINGTOWN RD | 43123-3900 | Active | N0610031102 | FEBCO | 876V | DCDA | 3.000 | 92875 | MECH ROOM
2005 | STRINGTOWN RD | 43123-3900 | Active | H010075 | FEBCO | 805YB | DC | 0.750 | 92876 | MECH.ROOM
2005 | STRINGTOWN RD | 43123-3900 | Active | A06054 | WATTS | 009M2 | RP | 1.500 | 92877 | MECH,ROOM
2020 | STRINGTOWN RD | 43123-2932 | Active | 358317 | WATTS | 909M1QT | RP | 1.500 | 57052 | NE MECH/HWT AT WATER METER OUTSIDE DR
2030 | STRINGTOWN RD | 43123-3993 | Active | 107763 | AMES | 3000 | DCDA | 4.000 | 57070 | METER ROOM
2030 | STRINGTOWN RD | 43123-3993 | Active | 11795 | AMES | 2000B | DC | 0.750 | 57071 | METER ROOM
2030 | STRINGTOWN RD | 43123-3993 | Active | 12635G | WILKINS | 375ASTR | RP | 3.000 | 57072 | METER ROOM
2030 | STRINGTOWN RD | 43123-3993 | Not Required by DOW | A24906 | WATTS | 009M2QT | RP | 1.500 | 57073 | MRI EQUIPMENT ROOM
2030 | STRINGTOWN RD | 43123-3993 | Not Required by DOW | 983730 | WATTS | 800M4QT | PVB | 1.000 | 57074 | BACK OF BUILDING
2033 | STRINGTOWN RD | 43123-2930 | Active | 102962 | WATTS | 009QT | RP | 0.750 | 57077 | WEST WALL CENTER OF BUILDING
2033 | STRINGTOWN RD | 43123-2930 | Active | W074951 | WILKINS | 975XLBMS | RP | 1.000 | 57078 | SE CORNER
2040 | STRINGTOWN RD | 43123-3993 | Active | 847341 | WILKINS | 975XL | RP | 1.500 | 57087 | MECHANICAL ROOM AT WATER METER. OUTSIDE ACCESS
2051 | STRINGTOWN RD | 43123-2930 | Active | ABU8829 | WILKENS /ZURN | 975XL2 | RP | 1.000 | 3538984 | N/E UTILITY ROOM
2068 | STRINGTOWN RD | 43123-3993 | Active | 431338 | WILKINS | 975 | RP | 2.000 | 57132 | BLDG B - EAST WALL IN MECH RM (2068 STRINGTOWN RD)
2068 | STRINGTOWN RD | 43123-3993 | Not Required by DOW | 21675 | WATTS | 919QT | RP | 1.500 | 3639624 | MECH ROOM AT SIDE ENTRANCE 2058 STRINGTOWN RD
2071 | STRINGTOWN RD | 43123-2930 | Active | 4795859 | WILKINS | 975XL2 | RP | 1.000 | 3538985
2096 | STRINGTOWN RD | 43123-2931 | Active | AC19545 | WILKINS | 975XL2 | RP | 1.500 | 3538986 | N WALL
2110 | STRINGTOWN RD | 43123-2931 | Active | H004104 | FEBCO | 805 | DC | 0.750 | 57322 | REAR CENTER MECH ROOM
2110 | STRINGTOWN RD | 43123-2931 | Active | 93788 | WATTS | 009QT | RP | 1.500 | 57323 | REAR CENTER MECH ROOM
2110 | STRINGTOWN RD | 43123-2931 | Active | F0403051828 | FEBCO | 876 | DCDA | 4.000 | 57324 | REAR CENTER MECH ROOM
2110 | STRINGTOWN RD | 43123-2931 | Not Required by DOW | W104529 | WILKINS | 975 | RP | 1.000 | 57325 | REAR CENTER MECH ROOM
2110 | STRINGTOWN RD | 43123-2931 | Not Required by DOW | 208704 | WATTS | 009PCQT | RP | 0.500 | 90451 | PHOTO LAB
2111 | STRINGTOWN RD | 43123-2930 | Active | 37783 | WATTS | 009M2QT | RP | 1.500 | 57332 | WEST SIDE OF BLDG AT WATER METER TIM HORTONS
2111 | STRINGTOWN RD | 43123-2930 | Not Required by DOW | 41914 | WATTS | 009M2QT | RP | 1.500 | 57333 | AT WATER METER
2120 | STRINGTOWN RD | 43123-2931 | Active | 400970 | WILKINS | 975 | RP | 1.500 | 57353 | UNIT 2118 N/E CORNER OFFICE
2160 | STRINGTOWN RD | 43123- | Active | 177495 | WATTS | 009M2 | RP | 0.750 | 57480 | RECEIVING AREA - 2120 STRINGTOWN RD (Stock Room)
2160 | STRINGTOWN RD | 43123- | Not Required by DOW | 30480 | WATTS | 009M3QT | RP | 0.750 | 57481 | RECIEVING AREA - 2120 STRINGTOWN RD (Stock Room)
2161 | STRINGTOWN RD | 43123-2989 | Active | T339501 | WILKINS | 720A | PVB | 1.000 | 97248 | OUTSIDE SW OF FRONT DOOR
2165 | STRINGTOWN RD | 43123-2989 | Active | 290063 | WATTS | 009M2QT | RP | 1.000 | 89500 | BACK ROOM
2185 | STRINGTOWN RD | 43123-2989 | Active | 138823 | WATTS | 909 | RP | 3.000 | 57541 | Water Meter - Sprinkler Room (Rear of Building)
2185 | STRINGTOWN RD | 43123-2989 | Due Install |  |  |  | DCDA | 8.000 | 3629845
2190 | STRINGTOWN RD | 43123 | Not Required by DOW | CB010957 | WILKINS | 720A | PVB | 0.750 | 103453 | MECHANICAL ROOM AT WATER METER
2190 | STRINGTOWN RD | 43123 | Not Required by DOW | 16240 | WATTS | 919AQT | RP | 1.500 | 103640 | MECHANICAL ROOM
2190 | STRINGTOWN RD | 43123 | Active | 15779 | WATTS | 919AQT | RP | 1.500 | 103641 | MECHANICAL ROOM
2191 | STRINGTOWN RD | 43123-2989 | Active | J018471 | FEBCO | 825Y | RP | 1.000 | 3538987
2191 | STRINGTOWN RD | 43123-2989 | Active | ABS5600 | WILKINS | 975XL2 | RP | 1.000 | 3653618 | AT WATER METER BATHROOM
2225 | STRINGTOWN RD | 43123- | Active | 57144 | WATTS | 009M1QT | RP | 2.000 | 57671 | SW OF 2213 MECH ROOM AT WATER METER SERVES 2213-2225
2227 | STRINGTOWN RD | 43123-2928 | Not Required by DOW | W255046 | WILKINS | 975XLBMS | RP | 1.000 | 89357 | MECH ROOM
2227 | STRINGTOWN RD | 43123-2928 | Active | W255172 | WILKINS | 975XL | RP | 1.000 | 92685 | BY METER IN MOP CLOSET
2250 | STRINGTOWN RD | 43123-2990 | Active | 26714 | WATTS | 919AQT | RP | 1.000 | 98485 | MECHANICAL ROOM
2250 | STRINGTOWN RD | 43123-2990 | Not Required by DOW | cb243442 | WILKINS | 720A | PVB | 1.000 | 98561 | RIGHT HAND SIDE
2255 | STRINGTOWN RD | 43123- | Active | 14113 | WATTS | 919QT | RP | 1.500 | 100725 | 2261 STRINGTOWN, SW CORNER AT WATER METER IN CITY BARBECUE
2274 | STRINGTOWN RD | 43123-3955 | Active | ABR6135 | WILKINS | 975XL2 | RP | 1.000 | 3538990 | CLOSET N OF FRONT DOOR
2274 | STRINGTOWN RD | 43123-3955 | Active | 11038570123 | AMES | 3000SS | DCDA | 4.000 | 3652349 | CLOSET EAST CLASSROOM
2274 | STRINGTOWN RD | 43123-3955 | Active | 87601 | AMES | 2000B | DC | 0.750 | 3654541 | CLOSET EAST CLASSROOM
2290 | STRINGTOWN RD | 43123-3955 | Active | 1382501004 | AMES | 3000 | DCDA | 4.000 | 57856 | RISER ROOM
2290 | STRINGTOWN RD | 43123-3955 | Active | 1957979 | WILKINS | 975 | RP | 1.500 | 57857 | WATER ROOM NE SIDE OF DRUG MART
2290 | STRINGTOWN RD | 43123-3955 | Active | 41336 | AMES | 2000SS | DC | 0.750 | 57858 | RISER ROOM
2336 | STRINGTOWN RD | 43123-2927 | Active | 182904 | WATTS | LF009M2QT | RP | 1.000 | 3538991 | HOTBOX IN LINE WITH SW CORNER OF FRONT OF BANK
2336 | STRINGTOWN RD | 43123-2927 | Not Required by DOW | 192898 | WATTS | LF009M2QT | RP | 1.000 | 3648794 | HOTBOX INLINE WITH SE CORNER OF FRONT OF BLDG.
2345 | STRINGTOWN RD | 43123-3080 | Replaced | REP607889 | WILKINS | 720A | PVB | 0.750 | 58034 | REPLACED- NW CORNER AT 2345 STRINGTOWN ROAD
2345 | STRINGTOWN RD | 43123-3080 | Active | T007624 | WILKINS | 720A | PVB | 1.500 | 3611657 | NW CORNER AT 2345 STRINGTOWN ROAD
2356 | STRINGTOWN RD | 43123-3927 | Not Required by DOW | 18259 | WATTS | 009M3QT | RP | 0.750 | 103156 | PRIVATE DOMESTIC IN UNIT 2354. THIS DEVICE IS IN 2354 NO MTR..DONATOS PIZZA
2356 | STRINGTOWN RD | 43123-3927 | Active | 72624 | WATTS | LF919QT | RP | 1.000 | 3635846 | MTR IN BACK NE CORNER OF BOOST MOBILE STORE
2370 | STRINGTOWN RD | 43123-3928 | Removed | 10948554REM | WILKINS | 975XLBMS | RP | 1.000 | 58102 | REMOVED-RESTROOM WITH MOP SINK
2370 | STRINGTOWN RD | 43123-3928 | Active | W074854 | WILKINS | 975XL | RP | 1.000 | 3607749 | WOMEN'S RESTROOM WITH MOP SINK
2370 | STRINGTOWN RD | 43123-3928 | Not Required by DOW | 658159 | WATTS | 800M4 | PVB | 1.000 | 3635665 | WOMEN'S RESTROOM
2400 | STRINGTOWN RD | 43123-3928 | Removed | 3899028REM | WILKINS | 975xl | RP | 2.000 | 58206 | AT THE NORTHEND OF THE BUILDING, ABOUVE THE WATER METER
2400 | STRINGTOWN RD | 43123-3928 | Removed | 301454REM | WATTS | 909M1QT | RP | 2.000 | 58207 | IN THE AUTOMOTIVE SUPPLY ROOM IN THE SW CORNER OF THE BLDG
2400 | STRINGTOWN RD | 43123-3928 | Removed | 106616REM | WATTS | 909 | RP | 2.500 | 87406 | PANTRY ROOM
2400 | STRINGTOWN RD | 43123-3928 | Not Required by DOW | 73370 | WATTS | 919QT | RP | 1.000 | 3651511 | FIRE RISER ROOM NORTH SIDE OF BUILDING
2400 | STRINGTOWN RD | 43123-3928 | Active | 30258C | WILKINS | 375AST | RP | 3.000 | 3651512 | FIRE RISER ROOM NORTH SIDE OF BUILDING
2400 | STRINGTOWN RD | 43123-3928 | Active | 24381 | WILKINS | 350ASTDA | DCDA | 8.000 | 3651637 | FIRE RISER ROOM NORTH SIDE OF BUILDING
2400 | STRINGTOWN RD | 43123-3928 | Active | HC50360 | WILKINS | 950XLD | DC | 0.750 | 3651638 | FIRE RISER ROOM NORTH SIDE OF BUILDING
2404 | STRINGTOWN RD | 43123- | Active | 28769 | WATTS | LF919AQT | RP | 1.500 | 3654415 | MECHANICAL ROOM AT WATER METER W WALL
2408 | STRINGTOWN RD | 43123-3928 | Active | 2830794 | WILKINS | 975XLBMS | RP | 1.500 | 95358 | MECH ROOM TACO BELL
2408 | STRINGTOWN RD | 43123-3928 | Not Required by DOW | W342357 | WILKINS | 975XLBMS | RP | 1.000 | 96480 | MECH ROOM
2412 | STRINGTOWN RD | 43123 | Active | 52040 | WATTS | 919QT | RP | 0.750 | 3603843 | Fuel Center in Restroom at water meter
2434 | STRINGTOWN RD | 43123-3929 | Active | ABS33359 | WILKINS | 975XL | RP | 0.750 | 3538997 | N WALL UNDER CABINET
2487 | STRINGTOWN RD | 43123-2926 | Removed | 204686 | WILKINS | 975XL | RP | 1.500 | 58435 | IN CAR WASH INSIDE THE DOOR--MECHANICAL ROOM
2487 | STRINGTOWN RD | 43123-2926 | Not Required by DOW | 035048 | WILKINS | 975 | RP | 1.000 | 58436 | IN THE KITCHEN--UNDER 3 COMPARTMENT SINK
2487 | STRINGTOWN RD | 43123-2926 | Active | 26425 | WATTS | 919QT | RP | 1.500 | 3638124 | IN THE KITCHEN--UNDER 3 COMPARTMENT SINK
1375 | STRINGTOWN RD BLDG A | 43123 | Active | RI-0265 | WATTS | 957 | RPDA | 8.000 | 3624982 | HOT BOX
1375 | STRINGTOWN RD BLDG A | 43123 | Active | 70730 | WATTS | 919QT | RP | 0.750 | 3624983 | HOT BOX
1375 | STRINGTOWN RD BLDG A | 43123 | Active | RK-1398 | WATTS | 957 | RP | 4.000 | 3626537 | NORTHWEST WATER ROOM, SECONDARY LINE
1375 | STRINGTOWN RD BLDG A | 43123 | Not Required by DOW | 029035 | WATTS | 909M1HWQT | RP | 2.000 | 3652524 | WATER SPRINKLERROOM
1375 | STRINGTOWN RD BLDG A | 43123 | LPS - Active |  |  |  | LST |  | 3655421 | FIRE BOOSTER PUMP - PUMP ROOM
1375 | STRINGTOWN RD BLDG B | 43123 | Active | WF-0504 | WATTS | 957 | RP | 4.000 | 3624981 | HOT BOX
1895 | STRINGTOWN RD UNIT A | 43123-2921 | Not Required by DOW | A16620 | WATTS | 009QT | RP | 1.000 | 95596 | CAR WASH MECH ROOM IRRIG AT DEDUCT MTR ST# 1231
1895 | STRINGTOWN RD UNIT A | 43123-2921 | Active | A04221 | WATTS | 009M3QT | RP | 0.750 | 95597 | SPDWAY CAR WASH MECH RM AT WATER METER ST# 1231
1895 | STRINGTOWN RD UNIT A | 43123-2921 | Active | 09661 | WATTS | 919ZQT | RP | 1.500 | 95598 | IN MECH ROOM AT WATER MTR ST# 1231
2474 | STRINGTOWN RD UNIT A | 43123-3929 | Active | 8786 | WATTS | 007QT | DC | 2.000 | 88988 | REAR DOCK AT SPRINKLER RISER
2474 | STRINGTOWN RD UNIT A | 43123-3929 | Not Required by DOW | 40044 | WATTS | 008PCQT | SVB | 0.500 | 88993 | AT SINK IN PRODUCE
2474 | STRINGTOWN RD UNIT A | 43123-3929 | Removed | 56914REM | WATTS | 008pcqt | SVB | 0.500 | 88994 | AT SINK IN MEAT DEPARTMENT in service 3/9/18 REMOVED
2474 | STRINGTOWN RD UNIT A | 43123-3929 | Replaced | REP58246 | WATTS | 008PCQT | SVB | 0.500 | 92874 | REPLACED- AT SINK IN SEAFOOD DEPT
2474 | STRINGTOWN RD UNIT A | 43123-3929 | Not Required by DOW | 41476 | WATTS | 008PCQT | SVB | 0.500 | 96142 | DELI @ SINK
2474 | STRINGTOWN RD UNIT A | 43123-3929 | Not Required by DOW | 61999 | WATTS | 008PCQT | SVB | 0.500 | 100387 | CUSTOMER RESTROOM, MEN'S
2474 | STRINGTOWN RD UNIT A | 43123-3929 | Not Required by DOW | 61790 | WATTS | 008PCQT | SVB | 0.500 | 100388 | CUSTOMER RESTROOM, WOMEN'S
2474 | STRINGTOWN RD UNIT A | 43123-3929 | Not Required by DOW | 00137 | WATTS | 008PCQT | SVB | 0.500 | 3609586 | AT SINK IN SEAFOOD DEPT
2474 | STRINGTOWN RD UNIT A | 43123-3929 | Due Install |  |  |  | DCDA | 6.000 | 3638604 | FIRE SYSTEM
2474 | STRINGTOWN RD UNIT A | 43123-3929 | Due Install |  |  |  | RP | 1.500 | 3638607 | AT MTR
6030 | STUART LN | 43085-3362 | Active | AD59670 | FEBCO | 765 | PVB | 1.000 | 68742 | SOUTH SIDE OF HOUSE
3700 | STURBRIDGE CT | 43026 | Active | 16579 | WILKINS | 375AST | RP | 4.000 | 3633471 | IN SILVER HOT BOX AT WATER MTR HOT BOX
3700 | STURBRIDGE CT | 43026 | Active | 3504 | WILKINS | 375ASTDA | RPDA | 6.000 | 3635393 | IN SILVER HOT BOX
3700 | STURBRIDGE CT | 43026 | Active | 4662494 | WILKINS | 975XL2 | RP | 0.750 | 3635395 | IN SILVER HOT BOX
3700 | STURBRIDGE CT | 43026 | LPS - Active |  |  |  | LST |  | 3635396 | FIRE BOOSTER PUMP
3700 | STURBRIDGE CT | 43026 | Not Required by DOW | 3198282 | WILKINS | 375XL | RP | 2.000 | 3638235 | RISER ROOM
3750 | STURBRIDGE CT | 43026-1337 | Due Install |  |  |  | RP | 6.000 | 3539256 | IN ROOM NEAR OFFICE AT WATER METER
4110 | SUDBROOK E SQ | 43054-9687 | Active | AI3991 | FEBCO | 765 | PVB | 0.750 | 62941 | LT FRONT
4122 | SUDBROOK E SQ | 43054-9687 | Active | ED2481 | FEBCO | 765 | PVB | 1.000 | 62975 | LEFT REAR
4123 | SUDBROOK E SQ | 43054- | Active | DH5176 | FEBCO | 765 | PVB | 1.000 | 62977 | FRONT LEFT
4136 | SUDBROOK E SQ | 43054- | Active | T089847 | WILKINS | 720A | PVB | 0.750 | 63009 | RIGHT SIDE OF HOUSE
4150 | SUDBROOK E SQ | 43054- | Active | EAC8665 | WILKINS | 720A | PVB | 0.750 | 63093 | LEFT SIDE OF HOUSE
4151 | SUDBROOK E SQ | 43054 | Active | AD3815 | FEBCO | 765 | PVB | 0.750 | 63098 | RIGHT HAND SIDE
4165 | SUDBROOK E SQ | 43054 | Active | AC5309 | FEBCO | 765 | PVB | 0.750 | 63127 | LT SIDE
4177 | SUDBROOK E SQ | 43054- | Active | t303383 | WILKINS | 720A | PVB | 0.750 | 63167 | SOUTH SIDE BACK
4178 | SUDBROOK E SQ | 43054- | Active | 42125 | WATTS | 800M4QT | PVB | 0.750 | 63171 | RIGHT SIDE OF HOUSE
7693 | SUDBROOK SQ | 43054-9688 | Active | G150267 | WILKINS | 720A | PVB | 1.000 | 72535 | LEFTSIDE
7703 | SUDBROOK SQ | 43054-9688 | Active | H096617 | FEBCO | 765 | PVB | 0.750 | 72583 | WEST SIDE OF HOUSE
7715 | SUDBROOK SQ | 43054-9688 | Active | 63561 | WATTS | 009QT | RP | 1.000 | 72614 | BASEMENT
7727 | SUDBROOK SQ | 43054-9688 | Active | 108836 | WATTS | 800M4QT | PVB | 0.750 | 72641 | LEFT SIDE
4119 | SUDBROOK W SQ | 43054-9685 | Active | 417555 | WATTS | 909QT | RP | 1.000 | 62967 | BASEMENT BY SUMP PUMP
4128 | SUDBROOK W SQ | 43054- | Active | FA4264 | FEBCO | 765 | PVB | 1.000 | 62986 | SOUTH SIDE OF RESIDENCE
4131 | SUDBROOK W SQ | 43054- | Active | AK2732 | FEBCO | 765 | PVB | 0.750 | 63003 | MIDDLE OF FRONT OF HOME LEFT SIDE
4144 | SUDBROOK W SQ | 43054- | Active | T363698 | WILKINS | 720A | PVB | 0.750 | 63063 | FRONT OF HOUSE
4145 | SUDBROOK W SQ | 43054- | Active | G245719 | WILKINS | 720 | PVB | 0.750 | 3539298 | LEFT FRONT
4157 | SUDBROOK W SQ | 43054- | Active | 444348 | WILKINS | 720A | PVB | 0.750 | 63112 | LEFT SIDE OF HOUSE
4168 | SUDBROOK W SQ | 43054- | Active | 572501 | WILKINS | 720A | PVB | 0.750 | 63135 | LEFT FRONT
4169 | SUDBROOK W SQ | 43054- | Active | T240714 | WILKINS | 720A | PVB | 0.750 | 94713 | RIGHT FRONT
4181 | SUDBROOK W SQ | 43054-9685 | Active | CB878617 | WILKINS | 720A | PVB | 1.000 | 63180 | SOUTH FRONT CORNER SIDE
1835 | SUFFOLK RD | 43221-3830 | Active | VAA2458 | WILKINS | 720A | PVB | 0.750 | 3539336 | FRONT LEFT
1840 | SUFFOLK RD | 43221-3831 | Active | T051888 | WILKINS | 720A | PVB | 1.000 | 3539337 | RIGHT REAR OF HOUSE
1841 | SUFFOLK RD | 43221-3830 | Active | DL8439 | FEBCO | 765 | PVB | 1.000 | 3539338
1847 | SUFFOLK RD | 43221-3830 | Active | CB333197 | WILKINS | 720A | PVB | 0.750 | 3539339 | CENTER, FRONT OF HOUSE
1871 | SUFFOLK RD | 43221-3830 | Active | CB600399 | WILKINS | 720 | PVB | 0.750 | 3539344 | RIGHT FRONT
1885 | SUFFOLK RD | 43221-4215 | Active | G196391 | WILKINS | 720A | PVB | 0.750 | 97426 | RIGHT SIDE
1888 | SUFFOLK RD | 43221-4216 | Active | 82772 | WATTS | 800QT | PVB | 1.000 | 56518 | LEFT SIDE OF HOUSE
1918 | SUFFOLK RD | 43221-4216 | Active | H882303 | FEBCO | 765 | PVB | 1.000 | 96202 | FRONT OF HOUSE LEFT OF THE FRONT DOOR
1994 | SUFFOLK RD | 43221-4255 | Active | T329108 | WILKINS | 720A | PVB | 0.750 | 3539363 | FRONT LEFT OF PORCH
5200 | SUGAR RUN DR | 43054-9471 | Active | T141296 | WILKINS | 720A | PVB | 0.750 | 66377 | RIGHT FRONT
5203 | SUGAR RUN DR | 43054-9472 | Active | A0833517 | WILKINS | 720A | PVB | 0.750 | 96048 | LEFT SIDE OF HOUSE
5208 | SUGAR RUN DR | 43054-9471 | Active | A135504 | WILKINS | 720A | PVB | 0.750 | 66408 | LEFT SIDE
5216 | SUGAR RUN DR | 43054-9471 | Active | 228556 | WILKINS | 720A | PVB | 0.750 | 66431 | LEFT SIDE OF HOUSE
5219 | SUGAR RUN DR | 43054-9472 | Active | CAB48850 | WILKINS | 720A | PVB | 0.750 | 94714 | RIGHT SIDE OF HOUSE
5224 | SUGAR RUN DR | 43054-9471 | Active | 427029 | WILKINS | 720A | PVB | 0.750 | 66449 | OUTSIDE
5247 | SUGAR RUN DR | 43054-9473 | Active | 320643 | WILKINS | 420 | PVB | 1.000 | 103583 | RIGHT SIDE
5248 | SUGAR RUN DR | 43054-9471 | Active | CB638697 | WILKINS | 720A | PVB | 0.750 | 66485 | LEFT FRONT
6422 | SUGAR RUN DR | 43026 | Active | CAB12574 | Wilkins | 720A | PVB | 0.750 | 3649947 | LEFT FRONT
6427 | SUGAR RUN DR | 43026 | Active | CB630468 | WILKINS | 720A | PVB | 0.750 | 3649736 | LEFT FRONT
6443 | SUGAR RUN DR | 43026 | Active | T418379 | WILKINS | 720A | PVB | 0.750 | 3648359 | RIGHT SIDE
6448 | SUGAR RUN DR | 43026 | Active | T419305 | WILKINS | 720 | PVB | 0.750 | 3650171
6488 | SUGAR RUN DR | 43026 | Active | EAD2188 | WILKINS | 720A | PVB | 0.750 | 3651944 | RIGHT SIDE
6491 | SUGAR RUN DR | 43026 | Active | T434968 | WILKINS | 720A | PVB | 0.750 | 3651427 | LEFT SIDE
6498 | SUGAR RUN DR | 43026 | Active | EAD8177 | WILKINS | 720A | PVB | 0.750 | 3653750
6515 | SUGAR RUN DR | 43026 | Active | CB986920 | WILKINS | 720 | PVB | 0.750 | 3649584 | RIGHT FRONT
6518 | SUGAR RUN DR | 43026 | Active | HD93611 | FEBCO | 765 | PVB | 0.750 | 3653633 | LEFT FRONT
6528 | SUGAR RUN DR | 43026 | Active | VAA3613 | WILKINS | 720 | PVB | 0.750 | 3653256 | RIGHT FRONT
5232 | SUGAR RUN RD | 43054-9471 | Active | 426966 | WILKINS | 720A | PVB | 0.750 | 66470 | RIGHT HAND SIDE
5665 | SUGARWOOD DR | 43054-7003 | Active | A137566 | WILKINS | 720A | PVB | 0.750 | 88274 | LEFT SIDE OF HOUSE
5676 | SUGARWOOD DR | 43054-7042 | Active | H340536 | FEBCO | 765 | PVB | 0.750 | 91594 | RIGHT REAR
5689 | SUGARWOOD DR | 43054-7003 | Active | A107275 | WILKINS | 720A | PVB | 0.750 | 67604 | LEFT SIDE OF HOME
5700 | SUGARWOOD DR | 43054-7043 | Active | 258806 | WATTS | 800M4QT | PVB | 0.750 | 92097 | LEFT SIDE OF HOUSE
5713 | SUGARWOOD DR | 43054-7037 | Active | G169734 | WILKINS | 720A | PVB | 0.750 | 95435 | RIGHT SIDE OF HOUSE
545 | SULLIVANT AVE | 43215- | Not Required by DOW | 18688 | WATTS | 919QT | RP | 2.000 | 101703
545 | SULLIVANT AVE | 43215- | Not Required by DOW | LK-0281 | WATTS | 957RPDA-GV | RP | 4.000 | 101728 | MECHANICAL ROOM
545 | SULLIVANT AVE | 43215- | Not Required by DOW | 18074 | WATTS | 919QT | RP | 2.000 | 101729
545 | SULLIVANT AVE | 43215- | Active | MB-0857 | WATTS | 957 | RP | 4.000 | 101730
585 | SULLIVANT AVE | 43215- | Inactive | 412391 | WATTS | 909QT | RP | 0.750 | 96088 | By frt dr
585 | SULLIVANT AVE | 43215- | Inactive | 1043512 | WILKINS | 975XL | RP | 1.000 | 100699 | FIRST FLOOR PUMP 13 SA
667 | SULLIVANT AVE | 43215-4478 | Active | 1378910205 | AMES | 3000SS | DCDA | 6.000 | 88062 | METER VAULT N.E. CORNER OF PROPERTY
667 | SULLIVANT AVE | 43215-4478 | Active | 63524 | WATTS | 007M1PCQT | DC | 0.750 | 88256 | METER VAULT N.E. CORNER OF PROPERTY
667 | SULLIVANT AVE | 43215-4478 | Active | SE-2082 | WATTS | 957 | RP | 3.000 | 88257 | MECH ROOM N.E. CORNER OF BLDG
667 | SULLIVANT AVE | 43215-4478 | Not required by DOW | 414657 | WATTS | 909HWM1QT | RP | 1.250 | 88258 | BOILER ROOM
667 | SULLIVANT AVE | 43215-4478 | Not required by DOW | AG-667A | XX | XX | AG | 3.000 | 101893 | PUMP HOUSE SOUTH END OF POOL
669 | SULLIVANT AVE | 43215-4478 | Removed | 22856REM | WATTS | 919QT | RP | 2.000 | 70489 | WATER METER ROOM
669 | SULLIVANT AVE | 43215-4478 | Active | 434282 | WATTS | 009M3QT | RP | 0.750 | 3652125 | TEMP HEATED ENCLOSURE W END OF TRAILER
945 | SULLIVANT AVE | 43223-1549 | Active | 4852179 | WILKINS | 975XL2 | RP | 0.750 | 3539503 | BASEMENT UNDER STEPS
106 | SULLIVANT AVE | 43223-1437 | Active | 58780 | WATTS | 007M1PCQT | DC | 0.750 | 3539530 | MECHANICAL/RISER ROOM
1067 | SULLIVANT AVE | 43223-1437 | Active | 05009 | WATTS | 007DCDA | DCDA | 2.000 | 3603668 | MECHANICAL/RISER ROOM
1067 | SULLIVANT AVE | 43223-1437 | Active | 3862202 | WILKINS | 975XL | RP | 1.000 | 3603914 | FIRST FLOOR MECHANICAL ROOM
1195 | SULLIVANT AVE | 43223-1350 | Active | 254632 | WATTS | LF009M2QT | RP | 1.000 | 3539539 | N/W WALL
1232 | SULLIVANT AVE | 43223-1332 | Due Install |  |  |  | RP |  | 3539548 | OFFICE
1350 | SULLIVANT AVE | 43223-1334 | Due Install |  |  |  | RP |  | 3539569
1356 | SULLIVANT AVE | 43223- | Due Install |  |  |  | RP |  | 3539571
1382 | SULLIVANT AVE | 43223-1348 | Active | AJAG5292 | WILKINS | 375 | RP | 0.750 | 3539574 | BATHROOM N/E
1386 | SULLIVANT AVE | 43223-1348 | Active | 268611 | WATTS | 009M3QT | RP | 0.750 | 54861 | IN MEN'S ROOM N/E WALL
1601 | SULLIVANT AVE | 43223-1960 | Active | 17941 | WATTS | 919QT | RP | 1.500 | 3539603 | STORAGE ROOM IN REAR OF BUILDING
1601 | SULLIVANT AVE | 43223-1960 | Active | 1829660314 | AMES | 3000 | DCDA | 4.000 | 3604298 | MECH ROOM IN BACK OF BUILDING
1601 | SULLIVANT AVE | 43223-1960 | Active | 72168 | AMES | 2000B | DC | 0.500 | 3604299 | MECH ROOM BACK OF BUILDING
1800 | SULLIVANT AVE | 43222-1055 | Active | 4JM1930 | AMES | 4000B | RP | 10.000 | 55580 | METER HOUSE @ SULLIVANT
1800 | SULLIVANT AVE | 43222-1055 | Not Required by DOW | W109218 | WILKINS | 975XL | RP | 2.000 | 56224 | 1601 W BROAD ST, IN WAREHOUSE N E CORNER
1855 | SULLIVANT AVE | 43223-1221 | Active | 411132 | WATTS | 009M3-FP | RP | 0.750 | 3539639 | AT METER
2070 | SULLIVANT AVE | 43223-1159 | Replaced | REP578557 | WATTS | 909QT | RP | 0.750 | 57148 | REPLACED - BASEMENT - BOILER ROOM
2070 | SULLIVANT AVE | 43223-1159 | Active | 45197 | WATTS | 919QT | RP | 0.750 | 3613380 | BASEMENT - BOILER ROOM
2100 | SULLIVANT AVE | 43223 | Not Required by DOW | 43697 | WATTS | 919QT | RP | 1.000 | 3603402 | AT WATER METER
2100 | SULLIVANT AVE | 43223 | Active | 20221 | WATTS | 919QT | RP | 1.000 | 3603631 | AT WATER METER
2323 | SULLIVANT AVE | 43204-3134 | Removed | W104664REM | WILKINS | 975 | RP | 0.750 | 57964 | WOMANS RESTROOM UNDER THE SINK AFTER METER
2323 | SULLIVANT AVE | 43204-3134 | Active | 122058 | WATTS | LF009M2QT | RP | 1.500 | 3654059 | S/W CORNER
2381 | SULLIVANT AVE | 43204-3137 | Active | 135709 | WATTS | 009M2QT | RP | 0.750 | 58120 | BASEMENT NEXT TO WATER METER
2384 | SULLIVANT AVE | 43204-3138 | Active | ALA23178 | WILKINS | 975XL3 | RP | 0.750 | 58128 | NW AT WATER METER IN BATHROOM
2419 | SULLIVANT AVE | 43204-3137 | Due Install |  |  |  | RP | 0.750 | 3539760
2421 | SULLIVANT AVE | 43204-3137 | Active | 410354 | WATTS | LF009M3QT | RP | 0.750 | 3539761 | BACK MECH ROOM NEXT TO WATER METER
2460 | SULLIVANT AVE | 43204-3139 | Active | 374919 | WATTS | LF009M3QT | RP | 0.750 | 3539773 | BASEMENT EAST SIDE
2488 | SULLIVANT AVE | 43204- | Active | 432141 | WILKINS | 975 | RP | 0.750 | 58439 | UTILITY ROOM BY MOP SINK
2500 | SULLIVANT AVE | 43204-3141 | Active | 330458 | WATTS | LF009M2QT | RP | 1.000 | 3539782 | E WALL BEHIND COUNTER
2542 | SULLIVANT AVE | 43204-3120 | NULL | [5 empty] | 3539794
2637 | SULLIVANT AVE | 43204-2947 | Inactive |  |  |  | RP | 0.750 | 3539809 | AT WATER METER
2669 | SULLIVANT AVE | 43204-2949 | Due Install |  |  |  | RP | 0.750 | 3539814 | MTR IS IN 2671 BY FRONT WINDOW
2696 | SULLIVANT AVE | 43204-2975 | Not Required by DOW |  |  |  | RP | 0.750 | 3539824 | AT METER
2716 | SULLIVANT AVE | 43204- | Active | A401437 | WILKINS | 375XL | RP | 0.750 | 3539829 | AT WATER METER
2733 | SULLIVANT AVE | 43204-2950 | Due Install |  |  |  | RP | 0.750 | 3539834
2777 | SULLIVANT AVE | 43204-2411 | Active | 074123 | WATTS | LF909QT | RP | 1.000 | 3539840 | IN BACK STOCK ROOM
2777 | SULLIVANT AVE | 43204-2411 | Active | XL-2040 | WATTS | 757 | DCDA | 4.000 | 3651053 | BACKROOM N/E
2777 | SULLIVANT AVE | 43204-2411 | Active | 232440 | WATTS | 007 | DC | 0.750 | 3656345 | BACKROOM N/E
2800 | SULLIVANT AVE | 43204-2413 | Active | 3366181 | WILKINS | 975XL2 | RP | 1.000 | 99640 | MECHANIC ROOM
2815 | SULLIVANT AVE | 43204-2414 | Due Install |  |  |  | RP |  | 3539841
2860 | SULLIVANT AVE | 43204-2416 | Active | 3489739 | WILKINS | 975XL | RP | 0.750 | 90348 | ABOVE WATER METER IN RESTROOM
2929 | SULLIVANT AVE | 43204-2418 | Due Install |  |  |  | RP | 1.000 | 3539856 | MTR IN FURNACE ROOM
2986 | SULLIVANT AVE | 43204-2423 | Active | 43584 | WATTS | 919AQT | RP | 1.000 | 104003 | AT WATER METER EAST SIDE OF BUILDING
3015 | SULLIVANT AVE | 43204-2422 | Active | 28665 | WATTS | LF919QT | RP | 1.50 | 59806 | REAR OF BUILDING ON THE RIGHT HAND SIDE
3033 | SULLIVANT AVE | 43204-2424 | Due Install |  |  |  | RP | 0.750 | 3539876
3045 | SULLIVANT AVE | 43204-2424 | Active | 474171 | WATTS | 009M3QT | RP | 0.750 | 3539878 | Front of building
3055 | SULLIVANT AVE | 43204-2424 | Removed | AG3055REM | HYDRO-GAP | XX | AG | 10.000 | 59887 | REMOVED-ABOVE 3 COMPARTMENT SINK
3055 | SULLIVANT AVE | 43204-2424 | Active | 4361211 | WILKINS | 975XL2 | RP | 1.500 | 3622679 | OUTSIDE OFFICE
3091 | SULLIVANT AVE | 43204-1831 | Due Install |  |  |  | RP | 0.750 | 3539883 | NORTH WALL DENTIST OFFICE
3201 | SULLIVANT AVE | 43204-1837 | Due Install |  |  |  | RP | 0.750 | 3539902
3235 | SULLIVANT AVE | 43204-1866 | Active | AMA09688 | WILKINS | 975XL | RP | 1.500 | 3539906 | MECH ROOM
3275 | SULLIVANT AVE | 43204-1837 | Active | A16000 | WATTS | 009M2PCQT | RP | 1.000 | 91952 | BASEMENT N SIDE AT WATER METER
3275 | SULLIVANT AVE | 43204-1837 | Not Required by DOW | ABG7743 | WILKINS | 975 | RP | 0.750 | 3652713 | BASEMENT METER ROOM
3346 | SULLIVANT AVE | 43204-1871 | Due Install |  |  |  | RP | 1.500 | 3539927
3389 | SULLIVANT AVE | 43204-1847 | Not Required by DOW | HB56342 | FEBCO | 765 | PVB | 1.000 | 95267 | BACK OF BLDG
3389 | SULLIVANT AVE | 43204-1847 | Active | B322882 | WILKINS | 375 | RP | 0.750 | 3636375 | MTR IN WALL IN CUBBY HOLE ON W SIDE IN DINING AREA.
3414 | SULLIVANT AVE | 43204-1104 | Not Required by DOW | CAA18985 | WILKINS | 720A | PVB | 0.750 | 60644 | EAST SIDE OF BUILDING
3414 | SULLIVANT AVE | 43204-1104 | Active | 329863 | WATTS | LF009M2QT | RP | 1.000 | 3636774 | EAST SIDE OF BUILDING
3437 | SULLIVANT AVE | 43204-1103 | Active | 4980470 | WILKINS | 975XL2 | RP | 1.000 | 60740 | IN REAR STORAGE ROOM SW CORNER AT WATER METER IN RERELIGIOUS CENTER
3451 | SULLIVANT AVE | 43204- | Active | ABS1039 | WILKINS | 975 | RP | 1.000 | 3539935
3464 | SULLIVANT AVE | 43204-1105 | [6 empty] | 3657787
3475 | SULLIVANT AVE | 43204-1103 | Active | 3808808 | WILKINS | 975XL2 | RP | 1.000 | 60812 | STORAGE ROOM BY WATER METER
3492 | SULLIVANT AVE | 43204-1105 | Due Install |  |  |  | RP | 0.750 | 3539939
3500 | SULLIVANT AVE | 43204- | Active | AKG2612 | WILKINS | 375 | RP | 2.000 | 3539940 | n/e corner
3503 | SULLIVANT AVE | 43204- | Not Required by DOW | 20181 | WATTS | 919QT | RP | 0.750 | 89075 | REAR OF BUILDING BY DOOR
3503 | SULLIVANT AVE | 43204- | Active | 482848 | WATTS | LF009M3QT | RP | 0.750 | 3635302 | S WALL BY EXIT DOOR
3511 | SULLIVANT AVE | 43204-1109 | Active | 126134 | WATTS | 009M2QT | RP | 0.750 | 60937 | SE CORNER OF BUILDING BY WATER METER
3540 | SULLIVANT AVE | 43204-1106 | Due Install |  |  |  | RP | 1.500 | 3539943
3561 | SULLIVANT AVE | 43204-1107 | Removed | REM-1548 | WATTS | 909M1QT | RP | 1.500 | 61108 | MECHANICAL ROOM REMOVED
3561 | SULLIVANT AVE | 43204-1107 | Active | 088654 | WATTS | 009M2QT | RP | 1.000 | 3620019 | STORE ROOM
3561 | SULLIVANT AVE | 43204-1107 | Not Required by DOW | 088645 | WATTS | 009M2QT | RP | 1.000 | 3620020 | STORE ROOM
3595 | SULLIVANT AVE | 43228-2121 | Active | 83300 | WATTS | LF919 | RP | 1.000 | 3539946 | MTR WAS IN CLOSET BY BATHROOMS
3600 | SULLIVANT AVE | 43228-2122 | Active | 23862 | WATTS | 007QT | DC | 0.750 | 61245 | PIT - FRONT OF BUILDING
3600 | SULLIVANT AVE | 43228-2122 | Active | 109930 | WATTS | 709 | DC | 8.000 | 61246 | PIT FRONT OF BUILDING
3600 | SULLIVANT AVE | 43228-2122 | Removed | 12628REM | AMES | 4000B | RP | 0.750 | 61247 | REMOVED-BOILER ROOM
3600 | SULLIVANT AVE | 43228-2122 | Active | 180380 | WATTS | 909 | RP | 4.000 | 61248 | CENTER SOUTH WALL - DOORS
3600 | SULLIVANT AVE | 43228-2122 | Removed | 0436096REM | AMES | 4000B | RP | 1.000 | 61250 | REMOVED-BOILER ROOM CEILING
3631 | SULLIVANT AVE | 43228-2121 | Active | 289142 | WATTS | 909HWQT | RP | 0.750 | 100720 | STOCK ROOM
3631 | SULLIVANT AVE | 43228-2121 | Active | W999685 | WILKINS | 950XLTDA | DC | 0.750 | 3652427 | BACK OF BUILDING UNDER SHELVING
3631 | SULLIVANT AVE | 43228-2121 | Active | C01300 | WILKINS | 350D | DC | 2.000 | 3652428 | STOCK ROOM
3631 | SULLIVANT AVE | 43228-2121 | Due Install |  |  |  | RP | 1.500 | 3655423 | STOCK ROOM
3700 | SULLIVANT AVE | 43228-4324 | Due Install |  |  |  | DCDA | 8.000 | 3539956
3700 | SULLIVANT AVE | 43228-4324 | Due Install |  |  |  | RP | 3.000 | 3640947
3720 | SULLIVANT AVE | 43228 | Not Required by DOW | 16014 | WATTS | 919QT | RP | 1.500 | 102793 | MECH ROOM
3720 | SULLIVANT AVE | 43228 | Active | 1790001012 | AMES | 3000SS | DCDA | 8.000 | 103011 | METER PIT ALONG DRIVE 50FT N OF SULLIVANT
3720 | SULLIVANT AVE | 43228 | Active | MI0140 | WATTS | 957 | RP | 3.000 | 103012 | METER ROOM SW CORNER OF BUILDING
3720 | SULLIVANT AVE | 43228 | Active | 68628 | AMES | 2000B | DC | 0.750 | 103013 | METER PIT ALONG DRIVE 50FT N OF SULLIVANT AVE
3736 | SULLIVANT AVE | 43228-2123 | Active | 1296752 | WILKINS | 975 | RP | 0.750 | 61618 | MECHANICAL ROOM
3820 | SULLIVANT AVE | 43228-2125 | Active | 277051 | WATTS | 909M1QT | RP | 1.500 | 61868 | FRONT OF BUILDING AT WATER METER
3820 | SULLIVANT AVE | 43228-2125 | Replaced | REP390959 | WATTS | 909QT | RP | 0.750 | 61869 | REPLACED- FRONT OF BUILDING AT WATER METER
3820 | SULLIVANT AVE | 43228-2125 | Active | 56380 | WATTS | 919 | RP | 0.750 | 3612979 | FRONT OF BUILDING AT WATER METER
3891 | SULLIVANT AVE | 43228-4326 | Active | ALA22737 | WILKENS | 975XL3 | RP | 0.750 | 3539976 | GARAGE UNDER SHELF
3900 | SULLIVANT AVE | 43228-3172 | Removed | 12514REM | WILKINS | 975 | RP | 3.000 | 62144 | REMOVED-SPRINKLER RISER ROOM
3900 | SULLIVANT AVE | 43228-3172 | Active | L87471 | WILKINS | 375 | RP | 3.000 | 3603492 | BACK RISER ROOM NE CORNER BY METER PIT
3900 | SULLIVANT AVE | 43228-3172 | Due Install |  |  |  | RP |  | 3636791
3905 | SULLIVANT AVE | 43228-4326 | Active | 183484 | WATTS | LF009M2QT | RP | 1.000 | 3539977 | N SIDE OF BUILDING
3981 | SULLIVANT AVE | 43228-4326 | Not Required by DOW | [5 empty] | 3539980
4000 | SULLIVANT AVE | 43228-2127 | Active | W226387 | WILKINS | 975 | RP | 1.000 | 62636 | MID E WALL AT WATER METER JUST INSIDE 1ST SERVICE BAY
4060 | SULLIVANT AVE | 43228-5102 | Not Required by DOW | 131128 | FEBCO | 825Y | RP | 1.000 | 62797 | OUTSIDE, EASTSIDE AT BASEMENT STAIRWELL
4060 | SULLIVANT AVE | 43228-5102 | Not Required by DOW | 480448 | WILKINS | 975 | RP | 1.250 | 62798 | LOWER LEVEL EAST WALL AT WATER METER
4060 | SULLIVANT AVE | 43228-5102 | Active | 4571950 | WILKINS | 975XL2 | RP | 1.500 | 3630349 | LOWER LEVEL EAST WALL AT WATER METER
4200 | SULLIVANT AVE | 43228-4325 | Active | AB05009 | WILKINS | 975XL | RP | 0.750 | 63266 | IN BOILER BUILDING OVER BOILER
4200 | SULLIVANT AVE | 43228-4325 | Active | 3845742 | WILKINS | 975XL | RP | 2.000 | 63267 | OUTSIDE, BEHIND MAINT BLDG
4200 | SULLIVANT AVE | 43228-4325 | Active | 4743772 | WILKINS | 975XL | RP | 1.500 | 63268 | ON SOUTH SIDE OF HALL
4200 | SULLIVANT AVE | 43228-4325 | Active | 56957 | AMES | 2000B | DC | 0.750 | 95807 | RIGHT SIDE OF DRIVE IN HOT BOX
4200 | SULLIVANT AVE | 43228-4325 | Active | 1635300408 | AMES | 3000SS | DCDA | 8.000 | 95808 | RIGHT SIDE OF DRIVE IN HOT BOX
4200 | SULLIVANT AVE | 43228-4325 | Due Install |  |  |  | RP | 2.000 | 3639522 | RIGHT SIDE OF DRIVE IN HOT BOX by 445 commerce sq
4645 | SULLIVANT AVE | 43228-2824 | Active | 19602 | WATTS | LF919QT | RP | 1.500 | 3539995 | SERVICE, BASEMENT AT WATER METER
4645 | SULLIVANT AVE | 43228-2824 | Not Required by DOW | 26699 | WATTS | LF919QT | RP | 2.000 | 3632951 | WASH HOUSE
4977 | SULLIVANT AVE | 43228-2222 | Active | 2090989 | WILKINS | 975XL | RP | 0.750 | 93186 | mech room middle bldg across mens restroom
5485 | SULLIVANT AVE | 43228 | Active | TK-1052 | AMES | 400 | RP | 3.000 | 3641476 | BOTH HOTBOXES ARE IN FRONT OF 5558 GABRIELS LANDING DR..VISIBLE FROM SULLIVANT
5485 | SULLIVANT AVE | 43228 | Active | TH-0531 | AMES | 500GV | RPDA | 6.000 | 3641477
5485 | SULLIVANT AVE | 43228 | Active | 81825 | WATTS | LF919QT | RP | 0.750 | 3641478
3200 | SULLIVANT AVE UNIT 12 | 43204-1836 | Active | 2736528 | WILKINS | 375 | RP | 0.750 | 60193 | BASEMENT BOILER ROOM ABOVE BOILER
3200 | SULLIVANT AVE UNIT 12 | 43204-1836 | Active | 09093 | WATTS | 007M1DCDA | DCDA | 2.000 | 3606231 | BASEMENT WATER MAIN CORRIDOR
3200 | SULLIVANT AVE UNIT 12 | 43204-1836 | Due Install |  |  |  | RP | 3.000 | 3641193 | IN BASEMENT AT WATER METER - FIRE STATION # 12
3435 | SULLIVANT AVE UNIT A | 43204-1103 | Active | L45041 | WILKINS | 375 | RP | 2.500 | 95788 | MECH ROOM
3435 | SULLIVANT AVE UNIT A | 43204-1103 | Active | N0801070645 | FEBCO | 870V | DC | 4.000 | 95794 | REAR MECH ROOM BY METER - FIRE SYS
1873 | SULTON CT | 43123 | Active | T345590 | WILKINS | 720A | PVB | 0.750 | 3633017 | RIGHT FRONT
1876 | SULTON CT | 43123 | Active | T411132 | WILKINS | 720 | PVB | 0.750 | 3632623 | LEFT FRONT
1883 | SULTON CT | 43123 | Active | CB556021 | WILKINS | 720A | PVB | 0.750 | 3632937 | LEFT SIDE OF HOUSE
1886 | SULTON CT | 43123 | Active | T390549 | WILKINS | 720A | PVB | 0.750 | 3633459 | LEFT SIDE OF HOUSE
1893 | SULTON CT | 43123 | Active | T293543 | WILKINS | 720A | PVB | 0.750 | 3632939
1896 | SULTON CT | 43123 | Active | CB597912 | WILKINS | 720A | PVB | 0.750 | 3635260 | BACK BACK LEFT
1906 | SULTON CT | 43123 | Active | CB857734 | WILKINS | 720A | PVB | 0.750 | 3646495 | RIGHT FRONT
1916 | SULTON CT | 43123 | Active | T411008 | WILKINS | 720A | PVB | 0.750 | 3632938 | LEFT CENTER
1926 | SULTON CT | 43123 | Active | CAA37397 | WILKINS | 720A | PVB | 0.750 | 3638685 | LEFT FRONT
1936 | SULTON CT | 43123 | Active | CB588311 | WILKINS | 720A | PVB | 0.750 | 3633455 | RIGHT FRONT
1943 | SULTON CT | 43123 | Active | CAA37384 | WILKINS | 720A | PVB | 0.750 | 3636362 | RIGHT FRONT
1946 | SULTON CT | 43123 | Active | T411148 | WILKINS | 720A | PVB | 0.750 | 3633316 | BACK CENTER
8018 | SUMMERHOUSE DR | 43016-7066 | Active | G086193 | WILKINS | 720A | PVB | 0.750 | 88781 | RIGHT FRONT
8058 | SUMMERHOUSE DR | 43016- | Active | A072907 | WILKINS | 720A | PVB | 0.750 | 73265 | LEFT FRONT
8025 | SUMMERHOUSE E DR | 43016-7065 | Active | F031398 | WILKINS | 720A | PVB | 0.750 | 73222 | LEFT SIDE
8033 | SUMMERHOUSE E DR | 43016-7065 | Active | T304989 | WILKINS | 720A | PVB | 0.750 | 73233 | LEFT SIDE OF HOUSE
8044 | SUMMERHOUSE E DR | 43016- | Active | t271118 | WILKINS | 720A | PVB | 0.750 | 87357 | LEFT FRONT
8052 | SUMMERHOUSE E DR | 43016- | Active | H990336 | FEBCO | 765 | PVB | 0.750 | 87304 | LEFT OF HOUSE
8068 | SUMMERHOUSE E DR | 43016 | Active | Cb638418 | WILKINS | 720A | PVB | 0.750 | 91655 | LEFT SIDE
8091 | SUMMERHOUSE E DR | 43016- | Active | CAA36855 | WILKINS | 720A | PVB | 0.750 | 88107 | BACK OF HOUSE
8092 | SUMMERHOUSE E DR | 43016- | Active | 381887 | WILKINS | 720A | PVB | 0.750 | 98713 | RIGHT FRONT
8107 | SUMMERHOUSE E DR | 43016- | Active | t363397 | WILKINS | 720A | PVB | 0.750 | 73326 | RIGHT FRONT
8108 | SUMMERHOUSE E DR | 43016 | Active | CB317711 | WILKINS | 720A | PVB | 0.750 | 73327 | RIGHT FRONT
8115 | SUMMERHOUSE E DR | 43016- | Active | G215175 | WILKINS | 720A | PVB | 0.750 | 95142 | RIGHT SIDE OF HOUSE
8123 | SUMMERHOUSE E DR | 43016- | Active | A150986 | WILKINS | 720A | PVB | 0.750 | 90989 | LEFT SIDE.
8124 | SUMMERHOUSE E DR | 43016 | Active | H095699 | FEBCO | 765 | PVB | 0.750 | 73346 | LEFT HAND SIDE
8026 | SUMMERHOUSE W DR | 43016-7066 | Active | G208538 | WILKINS | 720A | PVB | 0.750 | 92538 | FRONT LEFT
8043 | SUMMERHOUSE W DR | 43016- | Active | 213983 | WATTS | 800M4FR | PVB | 0.750 | 73249 | LEFT SIDE OF HOUSE
8050 | SUMMERHOUSE W DR | 43016- | Active | 698069 | WATTS | 800M4FR | PVB | 1.000 | 97622 | right side front
8051 | SUMMERHOUSE W DR | 43016 | Active | F005802 | WILKINS | 720A | PVB | 0.750 | 97901 | right side
8059 | SUMMERHOUSE W DR | 43016- | Active | T417878 | WILKINS | 720A | PVB | 0.750 | 92725 | RIGHT CENTER.. RIGHT OF GARAGE DOOR
8066 | SUMMERHOUSE W DR | 43016- | Replaced | REPG182290 | WILKINS | 720A | PVB | 0.750 | 92307 | REPLACED- RIGHT SIDE
8066 | SUMMERHOUSE W DR | 43016- | Active | CAC17726 | WILKINS | 720A | PVB | 0.750 | 3608247 | RIGHT FRONT
8074 | SUMMERHOUSE W DR | 43016- | Active | G152175 | WILKINS | 720A | PVB | 0.750 | 92310 | RIGHT FRONT
8082 | SUMMERHOUSE W DR | 43016- | Active | H602766 | FEBCO | 765 | PVB | 0.750 | 98939 | LEFTSIDE
8090 | SUMMERHOUSE W DR | 43016- | Active | EAG8164 | WILKINS | 720A | PVB | 0.750 | 92306 | LEFT SIDE
8097 | SUMMERHOUSE W DR | 43016- | Active | G217816 | WILKINS | 720A | PVB | 0.750 | 73297 | BACK OF HOUSE LEFT REAR
8098 | SUMMERHOUSE W DR | 43016-7066 | Active | F021241 | WILKINS | 720A | PVB | 0.750 | 97922 | RIGHT FRONT
8114 | SUMMERHOUSE W DR | 43016- | Active | F031308 | WILKINS | 720A | PVB | 0.750 | 97350 | LEFT SIDE
8130 | SUMMERHOUSE W DR | 43016-7052 | Active | G050242 | WILKINS | 720A | PVB | 0.750 | 73355 | RIGHT FRONT
8138 | SUMMERHOUSE W DR | 43016-9492 | Active | 997014 | WILKINS | 720A | PVB | 0.750 | 73362 | RIGHT SIDE OF HOUSE
8141 | SUMMERHOUSE W DR | 43016 | Active | H066618 | FEBCO | 745 | PVB | 0.750 | 73403 | LEFT FRONT
8145 | SUMMERHOUSE W DR | 43016-9493 | Active | CB992518 | WILKINS | 720A | PVB | 0.750 | 73410 | LEFT SIDE OF HOUSE
8146 | SUMMERHOUSE W DR | 43016-9492 | Active | G213726 | WILKINS | 720A | PVB | 0.750 | 73415 | RIGHT SIDE OF HOUSE BEHIND GARAGE
8153 | SUMMERHOUSE W DR | 43016-9494 | Active | 228143 | WILKINS | 420 | PVB | 1.000 | 73429 | RIGHT FRONT
8154 | SUMMERHOUSE W DR | 43016-9492 | Active | G208536 | WILKINS | 720A | PVB | 0.750 | 92649 | RIGHT SIDE/FRONT
8161 | SUMMERHOUSE W DR | 43016 | Active | H095821 | FEBCO | 765 | PVB | 0.750 | 73443 | RIGHT SIDE FRONT
8162 | SUMMERHOUSE W DR | 43016-9492 | Active | 769025 | WATTS | 800M4QT | PVB | 1.000 | 99977 | FRONT SIDE OF HOUSE ON OUTSIDE
8169 | SUMMERHOUSE W DR | 43016-9494 | Active | T294307 | WILKINS | 720A | PVB | 0.750 | 3588102 | RIGHT SIDE
5351 | SUMMERLAND CT | 43230-1241 | NULL | [5 empty] | 3540137
6385 | SUMMERS NOOK DR | 43054-5016 | Active | 955013 | WILKINS | 720A | PVB | 0.750 | 69834 | RIGHT FRONT
6402 | SUMMERS NOOK DR | 43054-5012 | Active | H514796 | FEBCO | 765 | PVB | 0.750 | 95845 | RIGHT SIDE OF HOUSE
6418 | SUMMERS NOOK DR | 43054-5012 | Active | CB830375 | WILKINS | 720A | PVB | 0.750 | 3594280
6433 | SUMMERS NOOK DR | 43054-5014 | Active | H671358 | FEBCO | 765 | PVB | 0.750 | 102809 | LEFT SIDE
6450 | SUMMERS NOOK DR | 43054-5012 | Active | 337159 | WILKINS | 720A | PVB | 0.750 | 100946 | RIGHT FRONT
6481 | SUMMERS NOOK DR | 43054-5014 | Active | H649290 | FEBCO | 765 | PVB | 0.750 | 101489 | LEFT SIDE
6510 | SUMMERS NOOK DR | 43054-5011 | Removed | G169702REM | WILKINS | 720A | PVB | 0.750 | 70148 | RIGHT FRONT
6796 | SUMMERSWEET DR | 43054 | Active | 174480 | WATTS | 009 | RP | 1.000 | 3641293 | IN MECH ROOM AT WATER METER
780 | SUMMERTREE LN | 43081-5061 | Active | G216305 | WILKINS | 720A | PVB | 0.750 | 95546 | LEFT SIDE
426 | SUMMIT BEND | 43026 | Active | T258087 | WILKINS | 720A | PVB | 0.750 | 3603216 | LEFT SIDE OF HOUSE
4173 | SUMMIT BEND RD | 43026 | Active | CB287345 | WILKINS | 720A | PVB | 0.750 | 3618445 | LEFT SIDE
4257 | SUMMIT BEND RD | 43026 | Active | T235983 | WILKINS | 720A | PVB | 0.750 | 3613202
4469 | SUMMIT RIDGE DR | 43220-2248 | Active | W175418 | WILKINS | 975XL | RP | 0.750 | 64114 | BASEMENT NEXT TO WATER METER
4474 | SUMMIT RIDGE DR | 43220 | Active | 4361179 | WILKINS | 975XL2 | RP | 0.750 | 3595929 | BASEMENT AT METER
4480 | SUMMIT RIDGE DR | 43220-2249 | Active | cb154200 | WILKINS | 720A | PVB | 0.750 | 94715 | ON NORTH SIDE OF HOUSE
4486 | SUMMIT RIDGE DR | 43220 | Active | 4746540 | WILKINS | 975XL2 | RP | 0.750 | 3639003 | FRONT BSMNT FURN ROOM AT WATER METER THRU BAR/WINE
4525 | SUMMIT RIDGE DR | 43220-2250 | Active | G216104 | WILKINS | 720A | PVB | 0.750 | 64293 | RT SIDE
4540 | SUMMIT RIDGE DR | 43220-2251 | Active | T480765 | WILKINS | 720 | PVB | 0.750 | 3540700
4555 | SUMMIT RIDGE DR | 43220-2256 | Active | CAB12831 | WILKINS | 720A | PVB | 0.750 | 3540702 | FRONT OF HOUSE
2080 | SUMMIT ROW BLVD | 43065- | Active | 148471 | WATTS | 009QT | RP | 1.000 | 57149 | 2080 NW OFFICE AT WATER METER -SHELL W/MINI MART
2948 | SUMMIT SPRINGS DR | 43207-3498 | Removed | REMCB006424 | WILKINS | 720A | PVB | 0.750 | 59603 | LEFT FRONT
797 | SUMMIT ST | 43215-1519 | Active | CB333279 | WILKINS | 720 | PVB | 0.750 | 3624755 | RIGHT SIDE OF BUILDING
826 | SUMMIT ST | 43215-1522 | Active | G231901 | WILKINS | 720A | PVB | 0.750 | 99348 | BEHIND GATE LEFT SIDE MIDDLE
843 | SUMMIT ST | 43215-1521 | [6 empty] | 3657788
914 | SUMMIT ST | 43201- | Duplicate | 2860976DUP | WILKINS | 975XL | RP | 1.500 | 96145 | NW IN MULTIPURPOSE ROOM IN CLOSET AT WATER METER, NEWER SECTION
914 | SUMMIT ST | 43201- | Active | 2860976 | WILKINS | 975XL | RP | 1.500 | 103663 | NW IN CLOSET OF MULTIPURPOSE ROOM AT WATER METER
102 | SUMMIT ST | 43201-3577 | Active | 53530 | WATTS | 919QT | RP | 0.750 | 3540233 | BASEMENT AFTER WATER METER
1177 | SUMMIT ST | 43201 | Active | 28770 | WATTS | 919 | RP | 1.500 | 3618159 | HOT BOX 0N N SIDE OF 1165 SUMMIT COMBO LK 1492
1199 | SUMMIT ST | 43201 | Not Required by DOW | 90441 | Watts | LF919 | RP | 0.750 | 3577057 | WATER HEATER/OUTLET SIDE
1199 | SUMMIT ST | 43201 | Active | 25903 | WILKINS | 375AST | RP | 4.000 | 3648371 | MECH ROOM SE CORNER
1199 | SUMMIT ST | 43201 | Not Required by DOW |  |  |  | LPC |  | 3648372 | MECH ROOM SE CORNER DOMESTIC WATER BOOSTER PUMP
1199 | SUMMIT ST | 43201 | Active | 53353 | WILKINS | 350ADA | DCDA | 6.000 | 3648373 | MECH ROOM SE CORNER FIRE METER
1199 | SUMMIT ST | 43201 | Active | HC27333 | WILKINS | 950XLD | DC | 0.750 | 3648374 | MECH ROOM SE CORNER FIRE METER 3/4" SIDE CAR
1445 | SUMMIT ST | 43201-2105 | Active | AMA12632 | WILKINS | 975XL3 | RP | 2.000 | 3540336 | BASEMENT S/W
1584 | SUMMIT ST | 43201-2125 | Active | 3653110 | WILKINS | 975XL | RP | 0.750 | 55469 | N END KITCHEN OF PIZZA SHOP AT WATER MTR BY SINKS
1584 | SUMMIT ST | 43201-2125 | Not Required by DOW |  |  |  | DC |  | 3626623 | AT WATER MTR KITCHEN OF PIZZA SHOP BY SINKS
1846 | SUMMIT ST | 43201-1502 | Active | H0660 | APOLLO/CONBRACO | 4020502 | RP | 1.000 | 56397 | BASEMENT BY METER
1858 | SUMMIT ST | 43201-1502 | Active | AMA12470 | WILKINS | 975XL | RP | 2.000 | 3540417 | NE BOILER ROOM AT WATER METER
1866 | SUMMIT ST | 43201-1502 | Active | 279006 | WATTS | 009M2QT | RP | 1.000 | 56452 | BACK OF BUILDING SE CORNER
1867 | SUMMIT ST | 43201- | Due Install |  |  |  | RP | 3.000 | 3598425 | METER ROOM EAST SIDE OF BLDG
4644 | SUMMIT ST | 43224-1057 | NULL | [5 empty] | 3658829
914 | SUMMIT ST UNIT A | 43201- | Active | 4973293 | WILKINS | 975XL2 | RP | 1.500 | 3540225 | NE SIDE OF SCHOOL THE NEW PART IN CLOSET IN CLASS ROOM
207 | SUMMIT VIEW RD | 43065- | Active | 064594 | WATTS | LF009M2 | RP | 1.500 | 3540751 | MECH/FURN ROOM THRU INFANTS ROOM AT WATER METER
3883 | SUMMIT VIEW RD | 43016-8426 | Active | 4556886 | WILKINS | 975XL2 | RP | 1.500 | 3540793 | NW MECH ROOM AT WATER METER
3883 | SUMMIT VIEW RD | 43016-8426 | Removed | W644709REM | WILKINS | 720A | PVB | 1.000 | 3628001 | ***REMOVED*** FRONT RIGHT NW
3883 | SUMMIT VIEW RD | 43016-8426 | Not Required by DOW | 024660 | WATTS | LF007M2QT | DC | 1.500 | 3628002 | NW MECH/METER ROOM. FOR LIMITED FIRE
3950 | SUMMIT VIEW RD | 43016-8235 | Active | JK0330 | AMES | 5000 | RPDA | 6.000 | 97988 | MECH ROOM
3950 | SUMMIT VIEW RD | 43016-8235 | Active | 13254 | WATTS | 919AQT | RP | 0.750 | 98124 | MECH ROOM
3950 | SUMMIT VIEW RD | 43016-8235 | Active | 11211 | WATTS | 919QT | RP | 2.000 | 99119 | BY WATER METER
3950 | SUMMIT VIEW RD | 43016-8235 | Active | 24494 | WATTS | 919AQT | RP | 0.750 | 99120 | IN SANCTUARY
3955 | SUMMIT VIEW RD | 43016 | Active | 06419 | WATTS | 919ZQT | RP | 1.50 | 90721 | IN MECH.ROOM OFF OF MENS REST ROOM FAC
4275 | SUMMIT VIEW RD | 43016-8237 | Active | 1218575 | WILKINS | 975XL | RP | 0.750 | 63487 | BASEMENT SW CORNER
4465 | SUMMIT VIEW RD | 43016 | Active | CB874858 | WILKINS | 720A | PVB | 1.000 | 3540809 | BACK SIDE OF HOUSE
2627 | SUMMITVIEW RD | 43065- | Not Required by DOW | 779734 | WILKINS | 720A | PVB | 0.750 | 58814 | 2459 TREVIS ANN, LT FRT OF HSE
2627 | SUMMITVIEW RD | 43065- | Not Required by DOW | F10537 | FEBCO | 765 | PVB | 1.000 | 58815 | 8496 LIBRA RD, RIGHT SIDE OF HOUSE
2627 | SUMMITVIEW RD | 43065- | Not Required by DOW | ABE5164 | WILKINS | 975XL | RP | 0.750 | 58816 | E SIDE OF ROADWAY AT METER PIT
2627 | SUMMITVIEW RD | 43065- | Not Required by DOW | 286942 | WILKINS | 720A | PVB | 0.750 | 87865 | 8606 SHELBYVILLE PLACE (RT SIDE OF HOUSE)
2627 | SUMMITVIEW RD | 43065- | Not Required by DOW | 779780 | WILKINS | 720A | PVB | 0.750 | 87866 | 2528 CHERON COURT (RT SIDE OF HOUSE)
2627 | SUMMITVIEW RD | 43065- | Not Required by DOW | 779767 | WILKINS | 720A | PVB | 0.750 | 87867 | 2544 CHIRON COURT (LT SIDE HOUSE)
2627 | SUMMITVIEW RD | 43065- | Not Required by DOW | 438335 | WATTS | 800M4QT | PVB | 1.000 | 87868 | 8584 LIBRA ROAD (LEFT SIDE OF HOUSE)
2627 | SUMMITVIEW RD | 43065- | Not Required by DOW | CB084364 | WILKINS | 720A | PVB | 0.750 | 87869 | 8577 LIBRA/SUMMITVIEW ROAD (FRONT OF HOUSE)
2627 | SUMMITVIEW RD | 43065- | Not Required by DOW | G204872 | WILKINS | 720A | PVB | 0.750 | 87870 | 2467 TEVIS ANN COURT (LT SIDE OF HOUSE)
2627 | SUMMITVIEW RD | 43065- | Not Required by DOW | 751401 | WILKINS | 720A | PVB | 0.750 | 87871 | 2452 TEVIS ANN COURT (RT SIDE OF HOUSE)
2627 | SUMMITVIEW RD | 43065- | Removed | G200443REM | WILKINS | 720A | PVB | 0.750 | 87872 | 2468 TEVIS ANN COURT (RT SIDE OF HOUSE) REMOVED
2627 | SUMMITVIEW RD | 43065- | Not Required by DOW | 751398 | WILKINS | 720A | PVB | 0.750 | 87873 | 2484 TEVIS ANN COURT (RT SIDE OF HOUSE)
2627 | SUMMITVIEW RD | 43065- | Not Required by DOW | G080922 | WILKINS | 720A | PVB | 0.750 | 87874 | 8537 LIBRA ROAD (RT SIDE OF HOUSE)
2627 | SUMMITVIEW RD | 43065- | Removed | H178631REM | WILKINS | 720A | PVB | 0.750 | 87875 | ***REMOVED*** 8512 LIBRA ROAD RIGHT FRONT
2627 | SUMMITVIEW RD | 43065- | Removed | 955167REM | WILKINS | 720A | PVB | 0.750 | 87876 | **REMOVED**2581 PISCES COURT (LEFT CENTER BY GAS MTR)
2627 | SUMMITVIEW RD | 43065- | Not Required by DOW | 491239 | WILKINS | 720A | PVB | 0.750 | 87877 | 2573 PISCES COURT, LOT # 20 ( RT SIDE OF HOUSE)
2627 | SUMMITVIEW RD | 43065- | Not Required by DOW | 214072 | WATTS | 800M4QT | PVB | 0.750 | 91471 | 8592 LIBRA RD
2627 | SUMMITVIEW RD | 43065- | Not Required by DOW | G204760 | WILKINS | 720A | PVB | 0.750 | 96899 | 2520 CHIRON CT RIGHT SIDE OF HOUSE
2627 | SUMMITVIEW RD | 43065- | Not Required by DOW | A038336 | WILKINS | 720A | PVB | 0.750 | 96900 | 8561 LIBRA RD, LEFT SIDE OF HOUSE
2627 | SUMMITVIEW RD | 43065- | Not Required by DOW | 779779 | WILKINS | 720A | PVB | 0.750 | 98627 | 2536 CHIRON CT, RIGHT SIDE
2627 | SUMMITVIEW RD | 43065- | Active | WI-1974 | AMES | COLT 400 | RP | 3.000 | 3649241 | N HOT BOX AT PIT E OF ENTRANCE
2627 | SUMMITVIEW RD | 43065- | Active | 70926 | AMES | 2000B | DC | 0.750 | 3649242 | IN PIT E OF ENTRANCE
2627 | SUMMITVIEW RD | 43065- | Active | WI-1619 | AMES | COLT 300ABF | DCDA | 6.000 | 3653684 | IN PIT E OF ENTRANCE
3946 | SUMMITVIEW RD | 43016-8235 | Active | 757027 | WILKINS | 975 | RP | 1.000 | 62301 | WEST SIDE OF BASEMENT WALL
4295 | SUMMITVIEW RD | 43016 | Active | H214029 | FEBCO | 765 | PVB | 1.000 | 63551 | BACKSIDE OF 3 CAR GARAGE
6304 | SUMNER LOOP | 43016-7036 | Active | H503043 | FEBCO | 765 | PVB | 0.750 | 95973 | LEFT SIDE OF HOUSE
6312 | SUMNER LOOP | 43016-7036 | Active | EAE8606 | WILKINS | 720 | PVB | 0.750 | 3594707
6320 | SUMNER LOOP | 43016-7036 | Active | t205054 | WILKINS | 720A | PVB | 0.750 | 69655 | LEFT SIDE OF HOUSE
6384 | SUMNER LOOP | 43016-7036 | Active | T239965 | WILKINS | 720A | PVB | 0.750 | 93399 | RIGHT SIDE OF HOUSE
7101 | SUMPTION DR | 43054-4005 | Active | A107096 | WILKINS | 720A | PVB | 0.750 | 71415 | LEFT FRONT CORNER
7111 | SUMPTION DR | 43054-4005 | Active | T223668 | WILKINS | 720A | PVB | 0.750 | 3600237 | BACK OF HOUSE
7120 | SUMPTION DR | 43054-4003 | Active | G213933 | WILKINS | 720A | PVB | 0.750 | 71459 | RIGHT FRONT
7121 | SUMPTION DR | 43054-4005 | Active | 237975 | WATTS | 800M4QT | PVB | 0.750 | 71464 | RIGHT SIDE OF HOUSE
7151 | SUMPTION DR | 43054-4005 | Active | T081715 | WILKINS | 720A | PVB | 0.750 | 101564 | RIGHT SIDE
7161 | SUMPTION DR | 43054-4005 | Active | F137567 | WILKINS | 720A | PVB | 0.750 | 71522 | RIGHT SIDE OF HOUSE
7171 | SUMPTION DR | 43054-4005 | Active | G246069 | WILKINS | 720A | PVB | 0.750 | 98900 | RIGHT SIDE
7180 | SUMPTION DR | 43054 | Active | H205897 | FEBCO | 765 | PVB | 0.750 | 71554 | RIGHT SIDE OF HOUSE
7181 | SUMPTION DR | 43054-4005 | Active | CAA31067 | Wilkins | 720 | PVB | 0.750 | 71557 | LEFT SIDE OF HOUSE
7190 | SUMPTION DR | 43054-4003 | Active | G245718 | WILKINS | 720A | PVB | 0.750 | 98919 | LEFT SIDE
7191 | SUMPTION DR | 43054 | Active | 190536 | WILKINS | 720A | PVB | 0.750 | 71591 | LT SIDE
7200 | SUMPTION DR | 43054 | Active | G204858 | WILKINS | 720A | PVB | 0.750 | 92326 | LEFT SIDE OF HOUSE
7201 | SUMPTION DR | 43054-4006 | Active | H925358 | Febco | 765 | PVB | 0.750 | 101515 | LEFT SIDE
7210 | SUMPTION DR | 43054-4004 | Active | F137518 | WILKINS | 720A | PVB | 0.750 | 99826 | RIGHT SIDE
7220 | SUMPTION DR | 43054-4004 | Active | T210803 | WILKINS | 720 | PVB | 0.750 | 3595297 | LEFT SIDE OF HOUSE
7230 | SUMPTION DR | 43054-4004 | Active | G205059 | WILKINS | 720A | PVB | 0.750 | 93081 | FRONT OF HOUSE
7231 | SUMPTION DR | 43054-4006 | Active | T039104 | WILKINS | 720A | PVB | 0.750 | 88531 | RIGHT FRONT
7240 | SUMPTION DR | 43054-8073 | Active | G251959 | WILKINS | 720A | PVB | 0.750 | 99082 | FRONT DOOR RIGHT SIDE
8841 | SUNART N CT | 43017-8335 | Active | AA4317 | FEBCO | 765 | PVB | 1.000 | 74352 | LEFT SIDE OF HOUSE
8857 | SUNART N CT | 43017-8335 | Active | CB323463 | WILKINS | 720A | PVB | 0.750 | 74361 | LT SIDE
8870 | SUNART N CT | 43017-8335 | Active | DK9990 | FEBCO | 765 | PVB | 0.750 | 74372 | FRONT OF HOUSE LEFT SIDE
8876 | SUNART N CT | 43017-8335 | Active | 44243 | FEBCO | 765 | PVB | 0.750 | 74373 | WEST SIDE OF HOUSE
8780 | SUNART S CT | 43017 | Active | 835384 | WILKINS | 720A | PVB | 0.750 | 74278 | FRONT LEFT OF HOUSE
510 | SUNBURY RD | 43219 | Active | UG-1786 | WATTS | 957 | RP | 3.000 | 3648613 | HOTBOX ON NELSON RD
510 | SUNBURY RD | 43219 | Active | UF-1351 | AMES | COLT 500-GV | RPDA | 8.000 | 3648614 | HOTBOX ON NELSON RD
510 | SUNBURY RD | 43219 | Active | 86270 | WATTS | 919-QT | RP | 0.750 | 3648615 | HOTBOX ON NELSON RD
510 | SUNBURY RD | 43219 | Not Required by DOW | X49372 | WILKINS | 375 | RP | 4.000 | 3649049 | AT DOMESTIC WATER ENTRANCE TO BUILDING
510 | SUNBURY RD | 43219 | LPS - Active |  |  |  | LST |  | 3656933 | FIRE PUMP - PUMP ROOM (DCN2)
701 | SUNBURY RD | 43219-2548 | Active | 01058 | AMES | LF4000BM2 | RP | 2.000 | 100220 | HOT BOX @ STREET
701 | SUNBURY RD | 43219-2548 | Active | 1660351008 | AMES | 3000SS | DCDA | 6.000 | 100229 | HOT BOX @ STREET
701 | SUNBURY RD | 43219-2548 | Active | 13346 | WATTS | 007M1QT | DC | 0.750 | 100230 | HOT BOX @ STREET
110 | SUNBURY RD | 43219- | Removed | 120144REM | WATTS | 009QT | RP | 0.750 | 53873 | Removed - MECH ROOM 007
1100 | SUNBURY RD | 43219- | Not Required by DOW | 172159 | WATTS | 909QT | RP | 0.750 | 53875 | BASEMENT MECH ROOM Sansbury
1100 | SUNBURY RD | 43219- | Not Required by DOW | 204218 | WATTS | 009QT | RP | 0.750 | 53876 | REMOVED-ST ALBERTS HALL 1ST FLOOR CEILING @ STAIRS
1100 | SUNBURY RD | 43219- | Not Required by DOW | 18544 | WATTS | 919QT | RP | 1.500 | 53877 | MECHANICAL ROOM #126 AT WATER METER--ALUMNI HALL
1100 | SUNBURY RD | 43219- | Not Required by DOW | 494300 | WATTS | 009PCQT | RP | 1.000 | 53879 | BASEMENT MECH ROOM spangler
1100 | SUNBURY RD | 43219- | Not Required by DOW | 496116 | WATTS | 909QT | RP | 0.750 | 53880 | BASEMENT MECH ROOM Fritz patrick
1100 | SUNBURY RD | 43219- | Active | X11454 | WILKINS | 375ADA | RP | 6.000 | 97610 | WEHRLE BLDG - CERAMIC ROOM
1100 | SUNBURY RD | 43219- | Not Required by DOW | 001220 | WATTS | 909QT | RP | 1.000 | 103140 | ERSKINE ATTIC SOUTHEAST WALL
1100 | SUNBURY RD | 43219- | Removed | 12706REM | WATTS | 009QT | RP | 0.500 | 103141 | REMOVED-SPANGLER BASEMENT MECHANICAL ROOM 103
1100 | SUNBURY RD | 43219- | Not Required by DOW | 462375 | WATTS | 909M1QT | RP | 2.000 | 103834 | ST ALBERT BLDG 1ST FL MECH RM TUNNEL
1191 | SUNBURY RD | 43219-2045 | Active | 61634 | AMES | 2000B | DC | 0.750 | 98604 | STUDENT CENTER MECHANIC/RISER ROOM
1191 | SUNBURY RD | 43219-2045 | Active | 1680550209 | AMES | 3000SS | DCDA | 8.000 | 98605 | STUDENT CENTER MECHANIC/RISER ROOM
1191 | SUNBURY RD | 43219-2045 | Active | X11217 | WILKINS | 375A | RP | 6.000 | 98606 | STUDENT CENTER MECHANIC/RISER ROOM
1191 | SUNBURY RD | 43219-2045 | Not Required by DOW | 08983 | WATTS | 919AQT | RP | 1.250 | 100277 | ROOF PENTHOUSE MECHANICAL ROOM AT BUILDING 1250 SUNBURY RD
1191 | SUNBURY RD | 43219-2045 | Not Required by DOW | 3073686 | WILKINS | 975XL | RP | 0.750 | 3615362 | STUDENT CTR 2ND FL MECH RM 244
1221 | SUNBURY RD | 43219- | Active | L18769 | WILKINS | 375 | RP | 3.000 | 54358 | MECH ROOM
1250 | SUNBURY RD | 43219-2086 | Active | 3201540XLD | WILKINS | 950XL | DC | 0.750 | 100139 | BATTELLE HALL ROOM 110 MECHANICAL ROOM
1250 | SUNBURY RD | 43219-2086 | Active | V24471 | WILKINS | 350ADA | DCDA | 6.000 | 100276 | BATTELLE HALL ROOM 110 MECHANICAL ROOM
1250 | SUNBURY RD | 43219-2086 | Not Required by DOW | L53354 | WILKINS | 375 | RP | 3.000 | 100280 | BATTELLE MECHANICAL ROOM 110 - 1250 SUNBURY RD 43219
1314 | SUNBURY RD | 43219- | Active | 216460 | WATTS | 909QTFDA | RP | 4.000 | 96319 | MECH ROOM
1314 | SUNBURY RD | 43219- | Active | 1621700108 | AMES | 3000SS | DCDA | 4.000 | 96336 | 1ST FLOOR EASTSIDE OF BLDG
1314 | SUNBURY RD | 43219- | Active | 58035 | AMES | 2000B | DC | 0.750 | 96337 | 1ST FLOOR EASTSIDE OF BLDG
1320 | SUNBURY RD | 43219- | Active | 1750717 | WILKINS | 950XLD | DC | 0.750 | 54678 | WATER METER ROOM FIRST FLOOR SOUTH COORIDOR
1320 | SUNBURY RD | 43219- | Not Required by DOW | 568207 | WATTS | 909HWQT | RP | 1.000 | 54679 | PUMP RM
1320 | SUNBURY RD | 43219- | Active | DK1404 | WATTS | 957 | RP | 4.000 | 54680 | AQUINAS 1ST FL PUMP RM
1320 | SUNBURY RD | 43219- | Active | EA0184 | WATTS | 957 | RP | 4.000 | 54681 | AQUINAS BLDG 1ST FL PUMP RM
1320 | SUNBURY RD | 43219- | Active | N14009 | WILKINS | 350DA | DCDA | 6.000 | 54682 | 1ST FLOOR WATER METER ROOM SOUTH COORIDOR
1415 | SUNBURY RD | 43219-2051 | Active | A41488 | WATTS | 009QT | RP | 0.750 | 93130 | MECH FRONT BLDG
1475 | SUNBURY RD | 43219-2051 | Removed | 202222REM | WATTS | 009QT | RP | 0.750 | 55102 | REMOVED-CENTER OF BUILDING
1475 | SUNBURY RD | 43219-2051 | Due Install |  |  |  | RP | 0.750 | 3636559
1590 | SUNBURY RD | 43219-1438 | Active | 14214 | WATTS | 009QT | RP | 1.000 | 55490 | AT WATER METER IN LIQUIOR RM VALLEY DALE
1590 | SUNBURY RD | 43219-1438 | Active | VL-1085 | AMES | COLT300-GV | DCDA | 6.000 | 3649111 | NORTH SIDE OF BUILDING
1590 | SUNBURY RD | 43219-1438 | Active | 229853 | WATTS | 007M3-QT | DC | 0.750 | 3651838
1863 | SUNBURY RD | 43219- | Active | 43452 | WATTS | LF919QT | RP | 1.000 | 56441 | behind south wall @ north entrance
1863 | SUNBURY RD | 43219- | Due Install | [5 empty] | 3638806 | PIT IS ON THE WEST SIDE OF PROPTY EAST OF 2533 PEEKSKILLDR IN WOODED AREA
2077 | SUNBURY RD | 43219- | Active | 111242 | AMES | 4000SS | RP | 6.000 | 88068 | MTR RM OFF OF SUNBURY RD
2077 | SUNBURY RD | 43219- | Not Required by DOW | 2862070 | WILKINS | 975XL2 | RP | 0.750 | 98501 | BY METER FORD BOX MIDDLE OF PARK
2077 | SUNBURY RD | 43219- | Not Required by DOW | 4374971 | WILKINS | 975 | RP | 0.750 | 3625047
2110 | SUNBURY RD | 43219- | Active | 0102271235 | FEBCO | 856 | DCDA | 6.000 | 57326 | POOL HOUSE NW CORNER
2110 | SUNBURY RD | 43219- | Active | A017122 | FEBCO | 805 | DC | 0.750 | 57327 | POOL HOUSE NW CORNER
2110 | SUNBURY RD | 43219- | Due Install |  |  |  | RP |  | 3639008 | POOL HOUSE NW CORNER
2283 | SUNBURY RD | 43219-3528 | Active | A010417 | FEBCO | 805 | DC | 0.750 | 57841 | METER PIT
2283 | SUNBURY RD | 43219-3528 | Active | 121425 | WATTS | 009QT | RP | 2.000 | 57842 | MECHANICAL ROOM
2283 | SUNBURY RD | 43219-3528 | Active | 9904061346 | FEBCO | 856 | DCDA | 6.000 | 57843 | METER PIT
2546 | SUNBURY RD | 43219-3434 | Active | 128412 | WATTS | 909QT | RP | 0.750 | 58596 | BOILER ROOM - Mifflin M.S.
2760 | SUNBURY RD | 43219-3459 | Active | 10062 | WATTS | 007QT | DC | 1.500 | 59228 | 1ST FLOOR MECH RM ABOVE WATER METER
2760 | SUNBURY RD | 43219-3459 | Due Install |  |  |  | RP | 3.000 | 3649262 | 1ST FLOOR MECH RM ABOVE WATER METER
3650 | SUNBURY RD | 43219-3069 | Active | W053845 | WILKINS | 975XLBMS | RP | 2.000 | 95157 | CLASSROOM 5 STORAGE ROOM UNDER COUNTERTOP NEXT TO WATER METER
3830 | SUNBURY RD | 43219-3055 | Active | 440304 | WATTS | 909QT | RP | 0.750 | 61892 | BASEMENT--FOR WELL
3919 | SUNBURY RD | 43219-3056 | Active | 15887 | WATTS | 800M2QT | PVB | 1.000 | 100022 | FRONT OF HOUSE
4075 | SUNBURY RD | 43219 | Active | 4580665 | WILKINS | 975XLZ | RP | 1.000 | 3632485
4490 | SUNBURY RD | 43219- | Active | 1149851 | WILKINS | 975XL | RP | 1.500 | 64163 | SE CORNER OF BUILDING AT WATER METER
4490 | SUNBURY RD | 43219- | Not Required by DOW | W005530 | WILKINS | 975XL | RP | 1.500 | 64164 | SE CORNER ABOVE MEZZANINE
4775 | SUNBURY RD | 43219-3090 | Not Required by DOW | H480173 | FEBCO | 765 | PVB | 1.000 | 65020 | Outside rear
4775 | SUNBURY RD | 43219-3090 | Active | A17749 | WATTS | 009M2QT | RP | 1.000 | 95416 | BACK ROOM AT WATER METER
4899 | SUNBURY RD | 43230-1131 | Active | 36309 | WATTS | 009 | RP | 3.000 | 102771 | MECH ROOM
4899 | SUNBURY RD | 43230-1131 | Active | MD0982 | AMES | 3000CIV | DCDA | 6.000 | 103021 | MECH ROOM NE SIDE OF BUILDING 1ST FLOOR
4899 | SUNBURY RD | 43230-1131 | Active | 26060 | AMES | 2000B | DC | 0.750 | 103022 | MECH ROOM NE SIDE OF BUILDING 1ST FLOOR
4899 | SUNBURY RD | 43230-1131 | Not Required by DOW | 381227 | WATTS | 009M2-FP | RP | 1.000 | 103023 | MECH ROOM
4899 | SUNBURY RD | 43230-1131 | Not Required by DOW | 392025 | WATTS | 009M2-FP | RP | 1.000 | 103024 | POOL ROOM NW CORNER OF BUILDING
5720 | SUNBURY RD | 43230-1150 | Active | 32640 | WATTS | 919AQT | RP | 1.000 | 98193 | BASEMENT MECHANIC ROOM
5864 | SUNBURY RD | 43230 | Active | TH2524 | AMES | COLT 400 | RP | 4.000 | 3644593 | METER HOUSE NORTHEAST CORNER OF PROPERTY
5864 | SUNBURY RD | 43230 | Active | TK0251 | AMES | COLT 300 | DCDA | 8.000 | 3646232 | METER HOUSE NORTHEAST CORNER OF PROPERTY
5864 | SUNBURY RD | 43230 | Active | 59146 | AMES | 2000B | DC | 0.750 | 3646233 | METER HOUSE NORTHEAST CORNER OF PROPERTY
5864 | SUNBURY RD | 43230 | Not Required by DOW | 72849 | WATTS | 919QT | RP | 1.000 | 3648611 | POOL HOUSE 4600 SUNBURY SPRINGS PARKWAY
5864 | SUNBURY RD | 43230 | Not Required by DOW | CB874903 | WILKINS | 720 | PVB | 1.000 | 3648775 | SIDE OF POOL HOUSE
5900 | SUNBURY RD | 43081 | Active | 22482 | WATTS | 007M1QT | DC | 0.750 | 3607662 | METER ROOM of 3030 Sunbury Ridge
5900 | SUNBURY RD | 43081 | Active | 1156050414 | WATTS | 774 | DCDA | 6.000 | 3613447 | METER ROOM of 3030 Sunbury Ridge
5900 | SUNBURY RD | 43081 | Active | OD0154 | WATTS | 957 | RP | 3.000 | 3613448 | METER ROOM of 3030 Sunbury Ridge
6090 | SUNBURY RD | 43081- | Not Required by DOW | 10434 | WATTS | 007QT | DC | 2.000 | 68960 | BEDROOM CLOSET OF APT 1-G
6090 | SUNBURY RD | 43081- | Not Required by DOW | 117252 | WILKINS | 950 | DC | 2.000 | 68961 | 4800 LAKE FOREST BLVD BLDG #3, BEDROOM CLOSET IN APT 5296-1D
6090 | SUNBURY RD | 43081- | Not Required by DOW | 117274 | WILKINS | 950 | DC | 2.000 | 68962 | BEDROOM CLOSET -- APT 1-G
6090 | SUNBURY RD | 43081- | Not Required by DOW | 122391 | WILKINS | 950 | DC | 2.000 | 68963 | APT B-1 IN CLOSET - SERV ADD IS 4870 LAKE FORREST BLVD APT 1-B
6090 | SUNBURY RD | 43081- | Not Required by DOW | 134846 | WILKINS | 950 | DC | 2.000 | 68964 | CLOSET APT A-1 -SERV ADD IS 4854 LAKE FORREST BLVD APT 1-H
6090 | SUNBURY RD | 43081- | Not Required by DOW | 134917 | WILKINS | 950 | DC | 2.000 | 68965 | BEDROOM CLOSET IN APT 5277-1H
6090 | SUNBURY RD | 43081- | Not Required by DOW | 134928 | WILKINS | 950 | DC | 2.000 | 68966 | BEDROOM CLOSET IN APT 1-H (SERIAL #134926)
6090 | SUNBURY RD | 43081- | Not Required by DOW | 034967 | WILKINS | 950 | DC | 2.000 | 101141 | Building 8 4895 1 G
6090 | SUNBURY RD | 43081- | Active | WD-0895 | AMES | COLT 400 | RP | 6.000 | 3626393 | IN HOT BOX AT PIT
6130 | SUNBURY RD | 43081-9309 | Not Required by DOW | 06169 | AMES | 2000B | DC | 1.000 | 103405 | IN CLOSET BY ELEVATOR ACCESS ROOM
6130 | SUNBURY RD | 43081-9309 | Active | 3635109 | WILKINS | 975XL | RP | 1.000 | 103406 | 1ST FL MECH RM BY MEN'S RESTROOM
6136 | SUNBURY RD | 43081 | Active | W150037 | WILKINS | 975XL | RP | 1.500 | 90874 | NE GARAGE AREA AT WATER METER
6140 | SUNBURY RD | 43081-9309 | Removed | 81800REM | WILKINS | 975XLBMS | RP | 0.750 | 69121 | IN HOT WTR TANK/MOP SINK AREA UP HIGH
6140 | SUNBURY RD | 43081-9309 | Active | 4795866 | WILKINS |  | RP | 1.000 | 3633142 | AT WATER METER IN MOP SINK
6150 | SUNBURY RD | 43081-8102 | Active | 11004980421 | AMES | 3000SS | DCDA | 3.00 | 3541029 | Mechanical Room of Wine Store
6150 | SUNBURY RD | 43081-8102 | Active | ACD0785 | WILKINS | 975XL | RP | 2.00 | 3649661 | 6154 S SUNBURY RD WINE AND BREW - ELECTRIC ROOM
6150 | SUNBURY RD | 43081-8102 | Active | 84943 | AMES | 2000B | DC | 0.750 | 3650157 | Mechanical Room of Wine Store
1891 | SUNBURY RD UNIT SW | 43219-1442 | Active | ALA94985 | WILKINS | 975XL3 | RP | 1.500 | 101181 | IN BASEMENT AT METER
30 | SUNCOAST CT | 43119 | Active | WJ-0755 | AMES | COLT 300GV | DCDA | 8.000 | 3655442 | PIT N END OF PROPERTY
30 | SUNCOAST CT | 43119 | Active | WI-2712 | AMES | 400 | RP | 4.000 | 3655468 | PIT N
30 | SUNCOAST CT | 43119 | Active | 70662 | AMES | 2000BM3 | DC | 0.750 | 3655469 | PIT N
62 | SUNDERLAND DR | 43229-1977 | Active | 507188 | WATTS | 909HWQT | RP | 1.000 | 69416 | AFTER METER
7240 | SUNDOWN CT | 43017 | Active | DK654 | APOLLO/CONBRACO | 4050502 | PVB | 1.000 | 94718 | RIGHT SIDE FRONT
1591 | SUNDRIDGE DR | 43221-1426 | Active | H495024 | FEBCO | 765 | PVB | 0.750 | 95732 | LEFT SIDE OF HOUSE
1600 | SUNDRIDGE DR | 43221-1427 | Active | 877743 | WILKINS | 720A | PVB | 1.000 | 87293 | FRONT CENTER OF HOUSE
1649 | SUNDRIDGE DR | 43221-1428 | Active | AE7779 | FEBCO | 765 | PVB | 1.000 | 94719 | FRONT OF HOUSE
1678 | SUNDRIDGE DR | 43221-1431 | Active | H275515 | FEBCO | 765 | PVB | 0.750 | 102605 | FRONT OF HOUSE
1685 | SUNDRIDGE DR | 43221-1430 | Active | 22346 | WATTS | 800M2QT | PVB | 1.000 | 87294
1704 | SUNDRIDGE DR | 43221-1431 | Active | 5718 | FEBCO | 765 | PVB | 0.750 | 94720 | EAST SIDE OF HOUSE
8977 | SUNNINGDALE LN | 43017-9300 | Active | G191970 | WILKINS | 720A | PVB | 1.000 | 94721 | LEFT CENTER -HIGH AT FIREPLACE
8985 | SUNNINGDALE LN | 43017-9300 | Active | CC5703 | FEBCO | 765 | PVB | 0.750 | 74437 | OUTSIDE RIGHT SIDE
8993 | SUNNINGDALE LN | 43017-9300 | Active | 103667 | WATTS | 007M2 | DC | 1.000 | 74440 | LEFT CENTER OF GARAGE
3411 | SUNNINGDALE WAY | 43221-1434 | Active | CB092935 | WILKINS | 720A | PVB | 0.750 | 3541391 | REAR
1887 | SUNNY CREEK CT | 43123-8336 | Active | 323949 | WATTS | 800M4FR | PVB | 0.750 | 101313 | LEFT SIDE OF HOUSE
1912 | SUNNY CREEK CT | 43123 | Active | G152422 | WILKINS | 720A | PVB | 0.750 | 92126 | LEFT REAR
1954 | SUNNY CREEK CT | 43123-8336 | Active | 185363 | WILKINS | 720A | PVB | 0.750 | 88679 | RIGHT SIDE OF HOUSE
1934 | SUNNY CT | 43229-6650 | Not Required by DOW | 506670 | WILKINS | 975 | RP | 2.000 | 56675 | POOL EQUIPMENT ROOM BASEMENT
1934 | SUNNY CT | 43229-6650 | Active | 4674208 | WILKINS | 975 | RP | 2.000 | 3633797 | BASEMENT @ WATER METER
1921 | SUNNY ROCK LN | 43123-8385 | Active | h856727 | febco | 765 | PVB | 0.750 | 95904 | LEFT SIDE OF HOUSE
1933 | SUNNY ROCK LN | 43123-8385 | Active | F082567 | WILKINS | 720A | PVB | 0.750 | 97515 | left side of house
1957 | SUNNY ROCK LN | 43123 | Active | CB076685 | WILKINS | 720A | PVB | 0.750 | 56749 | LEFT SIDE
1981 | SUNNY ROCK LN | 43123-8385 | Active | CAA46442 | WILKINS | 720A | PVB | 0.750 | 89220 | LEFT SIDE
2005 | SUNNY ROCK LN | 43123-8049 | Active | G169741 | WILKINS | 720A | PVB | 0.750 | 57010 | LEFT SIDE OF HOUSE
2017 | SUNNY ROCK LN | 43123 | Active | CB555844 | WILKINS | 720A | PVB | 0.750 | 99918 | BACK OF HOUSE
2020 | SUNNY ROCK LN | 43123-8049 | Active | T233271 | WILKINS | 720A | PVB | 0.750 | 97005 | RIGHT SIDE
1883 | SUNRIDGE DR | 43123 | Active | T470578 | WILKINS | 720A | PVB | 0.750 | 56505 | LH SIDE
1907 | SUNRIDGE DR | 43123 | Active | G152184 | WILKINS | 720A | PVB | 0.750 | 92125 | LEFT SIDE
1910 | SUNRIDGE DR | 43123-8338 | Active | CAB50073 | WILKINS | 720A | PVB | 0.750 | 3588833 | RIGHT SIDE
1919 | SUNRIDGE DR | 43123 | Active | G186877 | WILKINS | 720A | PVB | 0.750 | 91657 | LEFT SIDE
1922 | SUNRIDGE DR | 43123 | Active | H132187 | FEBCO | 765 | PVB | 0.750 | 56646 | LEFT SIDE OF HOUSE
1955 | SUNRIDGE DR | 43123-8337 | Active | A006814 | WILKINS | 720A | PVB | 0.750 | 56745 | REAR OF HOUSE
1958 | SUNRIDGE DR | 43123-8338 | Active | A152153 | WILKINS | 720A | PVB | 0.750 | 56751 | LEFT SIDE OF HOUSE
2962 | SUNSET DR | 43202- | Active | 4558012 | WILKINS | 975XL2 | RP | 0.750 | 3579720 | FRONT OF THE BUILDING RIGHT OF FRONT DOOR
2962 | SUNSET DR | 43202- | Active | 3940660 | WILKINS | 975XL | RP | 0.750 | 3607346 | RIGHT SIDE OF BUILDING @ 80 Olentangy Point
3405 | SUNSET DR | 43221-1711 | Active | 424907 | WILKINS | 720 | PVB | 0.750 | 92174 | NORTH SIDE
3411 | SUNSET DR | 43221-1711 | Active | T461697 | WILKINS | 720A | PVB | 1.000 | 97895 | SOUTH SIDE OF HOUSE
3419 | SUNSET DR | 43221-1711 | Active | 23729 | WATTS | 800M2QT | PVB | 1.000 | 94723 | RIGHT SIDE
3427 | SUNSET DR | 43221-1711 | Active | 809518 | WILKINS | 720A | PVB | 0.750 | 92173 | RIGHT SIDE
3433 | SUNSET DR | 43221-1711 | Active | 367389 | WILKINS | 720A | PVB | 1.000 | 94724 | RIGHT SIDE OF HOUSE
3441 | SUNSET DR | 43221-1711 | Active | T339983 | WILKINS | 720A | PVB | 1.000 | 96166 | NE CORNER OUTSIDE
3459 | SUNSET DR | 43221-1711 | Active | CB469315 | WILKINS | 720A | PVB |  | 3638575 | RIGHT REAR PAST A/C UNIT
3467 | SUNSET DR | 43221 | Active | CB492676 | WILKINS | 720A | PVB | 0.750 | 3632630 | LEFT SIDE
3569 | SUNSET DR | 43221- | Not Required by DOW | 038414 | WATTS | 909QT | RP | 0.750 | 61113 | ON WEST WALL BESIDE LIEBERT UNIT
3570 | SUNSHINE PL | 43123-3016 | Active | MS-13 | CLA-VAL | RP4 | RP | 8.000 | 61125 | PUMP ROOM - 3515 GROVE CITY RD
3570 | SUNSHINE PL | 43123-3016 | Active | 10844g | WILKINS | 375ASTR | RP | 3.000 | 61126 | PUMP HOUSE - 3515 GROVE CITY RD
3795 | SURREY HILL PL | 43220-4760 | Active | 375316 | WILKINS | 720A | PVB | 0.750 | 94725 | FRONT OF HOUSE
3808 | SURREY HILL PL | 43220-4761 | Active | 606620 | WATTS | 800M4FR | PVB | 1.000 | 61830 | SOUTH CORNER FRONT RIGHT CORNER
1829 | SURREY PL | 43219-2947 | Active | 207565 | WATTS | 800M4QT | PVB | 1.000 | 56337 | FRONT
4437 | SUSSEX DR | 43220-3857 | Active | 01523 | WATTS | 800M4QT | PVB | 1.000 | 95065 | RIGHT SIDE OF HOUSE
4545 | SUTPHEN CT | 43026-1224 | Active | 218274 | WATTS | LF009M3QT | RP | 0.750 | 3541768
4500 | SUTPHEN CT UNIT BLDGA | 43026-1224 | Not Required by DOW | 607536 | WATTS | 009QT | RP | 1.000 | 64224 | NORTH ENTRANCE GARAGE DOOR IN CORNER TO THE RIGHT
4500 | SUTPHEN CT UNIT BLDGA | 43026-1224 | Active | 2745821 | WILKINS | 975XLBMS | RP | 0.750 | 64225 | BATHROOM
4500 | SUTPHEN CT UNIT BLDGD | 43026-1224 | Active | 166435 | WATTS | 009M2QT | RP | 1.000 | 64226 | BUILDING 4 BY FRONT DOOR
4500 | SUTPHEN CT UNIT BLDGD | 43026-1224 | Not Required by DOW | ABI1236 | Wilkins | 975XL2 | RP | 0.750 | 3650707 | WATER JET CUTTER BLDG 4 REAR WALL
5348 | SUTTER HOME RD | 43026-7004 | Active | CB620526 | WILKINS | 720 | PVB | 0.750 | 3541900 | RIGHT SIDE
5353 | SUTTER HOME RD | 43026-7006 | Active | CB630276 | WILKINS | 720 | PVB | 0.750 | 3541901 | LEFT SIDE
1840 | SUTTER PKWY | 43065- | Active | 152575 | WATTS | 009M2-FP | RP | 1.000 | 56379 | BOILER ROOM - Sutter Park E. S.
1840 | SUTTER PKWY | 43065- | Active | 88648 | WILKINS | 975 | RP | 1.000 | 103566 | 8081 SADDLE RUN - Liberty E. S., BOILER ROOM
1840 | SUTTER PKWY | 43065- | Due Install |  |  |  | RP | 8.000 | 3636615 | IN HOT BOX AT PIT E OF ENTRANCE
2074 | SUTTER PKWY | 43016-9162 | Active | EAK8783 | WILKINS | 720A | PVB | 0.750 | 3541817 | RIGHT FRONT
2400 | SUTTER PKWY | 43016-8936 | Active | 156121 | WATTS | 909 | RP | 3.000 | 58208 | DAVIS MIDDLE MECHANICAL ROOM AT WATER METER
2400 | SUTTER PKWY | 43016-8936 | Not Required by DOW | 174531 | WATTS | 909QT | RP | 1.000 | 58209 | MECHANICAL ROOM
2400 | SUTTER PKWY | 43016-8936 | Replaced | REP395682 | WATTS | 909M1QT | RP | 2.000 | 58210 | REPLACED- ATHLETIC STORAGE GARAGE
2400 | SUTTER PKWY | 43016-8936 | Active | 1706771009 | AMES | 3000SS | DCDA | 6.000 | 98238 | DAVIS MIDDLE IN MECHANICAL ROOM
2400 | SUTTER PKWY | 43016-8936 | Active | 15278 | WATTS | 007M1QT | DC | 0.750 | 98239 | DAVIS MIDDLE MECHANICAL ROOM
2400 | SUTTER PKWY | 43016-8936 | Not Required by DOW | 004566 | WATTS | 909M1QT | RP | 2.000 | 3611294 | ATHLETIC STORAGE GARAGE
5444 | SUTTON DR | 43123 | Active | T307953 | WILKINS | 720 | PVB | 0.75 | 3657039 | RIGHT SIDE
5454 | SUTTON DR | 43123 | Active | T366198 | WILKINS | 720A | PVB | 0.750 | 3645953 | RIGHT FRONT
7652 | SUTTON PL | 43054-8177 | Active | 813459 | WILKINS | 720A | PVB | 1.000 | 72426 | RIGHT SIDE OF HSE
7663 | SUTTON PL | 43054-8757 | Active | T386195 | WILKINS | 720A | PVB | 0.750 | 72450 | FRONT LEFT OF DOOR
7668 | SUTTON PL | 43054-8757 | Active | 817407 | WILKINS | 720A | PVB | 0.750 | 72460 | RIGHT SIDE OF HOUSE
7676 | SUTTON PL | 43054-8757 | Active | DI1748 | FEBCO | 765 | PVB | 0.750 | 72485 | LEFT FRONT
7677 | SUTTON PL | 43054-8757 | Active | 1477452 | WILKINS | 720A | PVB | 1.000 | 72486 | FRONT LEFT OF HOUSE
7690 | SUTTON PL | 43054-8757 | Active | AD4950 | FEBCO | 765 | PVB | 0.750 | 72525 | RIGHT SIDE OF HOUSE
7691 | SUTTON PL | 43054-8757 | Active | EA17849 | WILKINS | 720A | PVB | 0.750 | 72530 | RIGHT SIDE
7706 | SUTTON PL | 43054-8757 | Active | G038411 | WILKINS | 720A | PVB | 0.750 | 88726 | FRONT OF HOUSE
7707 | SUTTON PL | 43054-8757 | Active | 438943 | WILKINS | 720A | PVB | 0.750 | 72592 | RIGHT SIDE OF HOUSE
7721 | SUTTON PL | 43054-8757 | Active | CC5575 | FEBCO | 765 | PVB | 0.750 | 72630 | RIGHT SIDE OF HOUSE
7724 | SUTTON PL | 43054-8757 | Active | 9909 | FEBCO | 765 | PVB | 0.750 | 72634 | LEFT SIDE OF HOUSE
7734 | SUTTON PL | 43054-8757 | Active | H336457 | FEBCO | 765 | PVB | 0.750 | 72661 | LEFT SIDE OF HOUSE
7735 | SUTTON PL | 43054-8757 | Active | T484190 | WILKINS | 720A | PVB | 0.75 | 72662 | RIGHT SIDE OF HOUSE
7744 | SUTTON PL | 43054-8757 | Replaced | REP444371 | WILKINS | 720A | PVB | 0.750 | 72683 | ***REMOVED*** FRONT OF HOUSE LEFT OF DOOR
7744 | SUTTON PL | 43054-8757 | Active | T198322 | WILKINS | 720A | PVB | 0.750 | 3611664 | FRONT LEFT OF DOOR
7747 | SUTTON PL | 43054-8757 | Active | T380419 | WILKINS | 720A | PVB | 0.750 | 91200 | LEFT SIDE
7747 | SUTTON PL | 43054-8757 | Removed | Removed | WILKINS | 975XLBMS | RP | 0.750 | 97059 | NEXT TO SUMP PUMP PIT REMOVED
7752 | SUTTON PL | 43054-8757 | Active | G045442 | WILKINS | 720A | PVB | 0.750 | 87507 | RIGHT SIDE OF HOUSE
7755 | SUTTON PL | 43054 | Active | H049612 | FEBCO | 765 | PVB | 0.750 | 72713 | Left FRONT OF HOUSE
7760 | SUTTON PL | 43054-8757 | Active | 190722 | WILKINS | 720A | PVB | 0.750 | 92258 | RIGHT SIDE OF HOUSE
722 | SWAN ST | 43212 | Active | J034358 | FEBCO | 825Y | RP | 1.500 | 3652472 | HOT BOX
777 | SWAN ST | 43212-3864 | Active | 54579 | WATTS | 009M2QT | RP | 1.500 | 72754 | NORTHWEST CORNER
777 | SWAN ST | 43212-3864 | Not Required by DOW | ACF2731 | WILKINS | 975XL | RP | 0.750 | 72755 | FRT RT CORNER
242 | SWANSEA RD | 43221-1824 | Active | EAG8241 | WILKINS | 720A | PVB | 0.750 | 3542003 | RIGHT SIDE
2431 | SWANSEA RD | 43221-1823 | Active | T418656 |  | 720A | PVB | 0.750 | 3542004 | RIGHT SIDE OF HOUSE
2590 | SWANSEA RD | 43221-1828 | Active | CAA71833 | WILKINS | 720A | PVB | 0.750 | 3542040 | FRONT CENTER OF THE HOUSE
2000 | SWANSFORD DR | 43016-9559 | Active | HE27614 | FEBCO | 765 | PVB | 1.000 | 56987 | REAR OF HOUSE
4449 | SWENSON ST | 43026-3806 | Active | 103253 | WATTS | 800M4FR | PVB | 0.750 | 64045 | LEFT SIDE
4457 | SWENSON ST | 43026-3806 | Active | 190503 | WILKINS | 720A | PVB | 0.750 | 64077 | OUTSIDE
6706 | SWICKARD CT | 43016-6094 | Active | A107180 | WILKINS | 720A | PVB | 0.750 | 70535 | MIDDLE OF HOUSE FROM STREET
6713 | SWICKARD CT | 43016 | Active | T361215 | WILKINS | 720A | PVB | 0.750 | 70542 | RIGHT FRONT
6714 | SWICKARD CT | 43016 | Active | A107159 | WILKINS | 720A | PVB | 0.750 | 70543 | FRONT LEFT FRONT DOOR
6721 | SWICKARD CT | 43016-6094 | Active | 234598 | WATTS | 800QT | PVB | 0.750 | 70552 | RT SIDE REAR
6722 | SWICKARD CT | 43016-6094 | Active | 185336 | WILKINS | 720A | PVB | 0.750 | 88419 | FRONT OF HOUSE
5101 | SWICKARD WOODS BLVD | 43054 | Active | 1208030502 | AMES | 3000SS | DCDA | 8.000 | 66031 | Meter Pit In Front Along Road
5101 | SWICKARD WOODS BLVD | 43054 | Active | 25964 | AMES | 2000B | DC | 0.750 | 66032 | Meter Pit In Front Along Road
5101 | SWICKARD WOODS BLVD | 43054 | Active | L11099 | WILKINS | 375 | RP | 4.000 | 66033 | Mechanical Rm - West Rear 1st Flr
5101 | SWICKARD WOODS BLVD | 43054 | Not Required by DOW | W098114 | WILKINS | 975XLBMS | RP | 0.750 | 66034 | Mechanical Rm - West Rear 1st Flr
7599 | SWICKARD WOODS BLVD | 43054 | Active | 4144401 | WILKINS | 975XL2 | RP | 1.500 | 3603383 | Baseball Field Hotbox near Parking Lot for NAPLS
7600 | SWICKARD WOODS BLVD | 43054- | Active | W175213 | WILKINS | 975XLBMS | RP | 1.500 | 72318 | MECHANICAL ROOM AT WATER METER
7600 | SWICKARD WOODS BLVD | 43054- | Active | W187015 | WILKINS | 975XL | RP | 1.000 | 97758 | by meter in mech. room
7650 | SWICKARD WOODS BLVD _ POOL | 43054 | Active | 168187 | WATTS | 909 | RP | 3.000 | 72414 | POOL FILTER HOUSE
7650 | SWICKARD WOODS BLVD _ POOL | 43054 | Not Required by DOW | 790480 | WILKINS | 720A | PVB | 1.500 | 72415 | POOL FILTER HOUSE
7650 | SWICKARD WOODS BLVD _ POOL | 43054 | Not Required by DOW | 10885 | WATTS | 919AQT | RP | 1.500 | 72416 | POOL FILTER HOUSE
5574 | SWINGLEY DR | 43230-6306 | Active | T463427 | WILKINS | 720A | PVB | 1.000 | 67318 | LEFT FRONT
5581 | SWINGLEY DR | 43230-6308 | Active | 662270 | WATTS | 800QT | PVB | 1.000 | 94728 | EAST SIDE OF HOUSE
3628 | SWITCHGRASS | 43026 | Active | CAA47283 | WILKINS | 720A | PVB | 0.750 | 3649741 | RIGHT SIDE
3507 | SWITCHGRASS CT | 43026 | Active | VAA11464 | WILKINS | 720A | PVB | 0.750 | 3626347 | LEFT SIDE OF HOUSE
3513 | SWITCHGRASS CT | 43026 | Active | T230280 | WILKINS | 720A | PVB | 0.750 | 3615118 | right rear behind a/c
3526 | SWITCHGRASS CT | 43026 | Active | CB263017 | WILKINS | 720A | PVB | 0.750 | 3611878 | RIGHT SIDE
3550 | SWITCHGRASS CT | 43026 | Active | T409474 | WILKINS | 720A | PVB | 0.750 | 3638830 | LEFTSIDE OF HOUSE
3556 | SWITCHGRASS CT | 43026 | Active | T410850 | WILKINS | 720A | PVB | 0.750 | 3639045 | RIGHT SIDE OF HOUSE
3562 | SWITCHGRASS CT | 43026 | Active | T385864 | WILKINS | 720A | PVB | 0.750 | 3644682 | RIGHT
3567 | SWITCHGRASS CT | 43026 | Active | T409506 | WILKINS | 720A | PVB | 0.750 | 3648505 | LEFT SIDE OF THE HOUSE
3573 | SWITCHGRASS CT | 43026 | Active | T362083 | WILKINS | 720A | PVB | 0.750 | 3646140 | LEFT SIDE
3591 | SWITCHGRASS CT | 43026 | Active | CB601524 | WILKINS | 720A | PVB | 0.750 | 3638829 | RIGHT SIDE
3604 | SWITCHGRASS CT | 43026 | [6 empty] | 3657801
3609 | SWITCHGRASS CT | 43026 | Active | T060880 | WILKINS | 720A | PVB | 1.000 | 3648742 | FRONT LEFT CORNER OF HOUSE
3610 | SWITCHGRASS CT | 43026 | Active | CB867202 | WILKINS | 720 | PVB | 0.750 | 3648898
3615 | SWITCHGRASS CT | 43026 | Active | CB636498 | WILKINS | 720 | PVB | 0.750 | 3647156 | Left side of house
3616 | SWITCHGRASS CT | 43026 | Active | T345927 | WILKINS | 720A | PVB | 0.750 | 3646224
3621 | SWITCHGRASS CT | 43026 | Active | T410974 | WILKINS | 720 | PVB | 0.750 | 3646770 | LEFT FRONT
3622 | SWITCHGRASS CT | 43026 | Active | CB674820 | WILKINS | 720A | PVB | 0.750 | 3646806 | RIGHT SIDE
3633 | SWITCHGRASS CT | 43026 | Active | CB867259 | WILKINS | 720 | PVB | 0.750 | 3644808 | LEFT SIDE OF HOUSE
3634 | SWITCHGRASS CT | 43026 | Active | CAA46774 | WILKINS | 720A | PVB | 0.750 | 3646221 | LEFT SIDE OF THE HOUSE
2955 | SWITZER AVE | 43219-2315 | Active | 4940113 | WILKINS | 975XLTCU | RP | 1.000 | 3542267
2971 | SWITZER AVE | 43219-2315 | Active | ALA50554 | WILKINS | 975XL2 | RP | 0.750 | 3542271 | MID MECH ROOM AT WATER METER
2983 | SWITZER AVE | 43219-2315 | Active | 4690154 | WILKINS | 975 | RP | 0.750 | 3542274 | WHAREHOUSE EAST WALL BY WHITE SHOP SINK
3020 | SWITZER AVE | 43219-2316 | Active | 136412 | WATTS | 009QT | RP | 0.750 | 59817 | RESTROOM BY WATER METER
3040 | SWITZER AVE | 43219-2316 | Active | 103478 | WATTS | LF919AQT | RP | 0.750 | 3542279
3050 | SWITZER AVE | 43219-2316 | Due Install |  |  |  | RP | 0.750 | 3653414 | UNDER SINK IN CABINET
3052 | SWITZER AVE | 43219- | Active | 4960235 | WILKINS | 975 | RP | 0.750 | 3542282 | MTR UNDER SINK
3000 | SWITZER RD | 43219-2316 | Active | 208191 | CONBRACO | 40204A2S | RP | 0.750 | 59773 | SE CORNER OF GARAGE UNDER THE STAIRS
4176 | SYCAMORE OAK AVE | 43110 | Active | 296206 | WATTS | LF009M3 | RP | 0.750 | 3659302 | IN HEATED ENCLOSURE
2713 | SYCAMORE TRCE | 43026 | Active | T433615 | WILKINS | 720A | PVB | 0.750 | 3655179 | LEFT SIDE OF HOUSE
2723 | SYCAMORE TRCE | 43026 | Active | T057766 | WILKINS | 720A | PVB | 1.000 | 3656134 | LEFT SIDE
2814 | SYCAMORE TRCE | 43026 | Active | T046314 | WILKINS | 720A | PVB | 1.000 | 3655312 | RIGHT FRONT
9121 | TAHOMA ST | 43240-6025 | Active | 005977 | WATTS | 800M4QT | PVB | 1.000 | 74567 | LEFT SIDE OF HOUSE
6001 | TAIN DR | 43017-8557 | Due Install |  |  |  | RP | 1.000 | 3542782 | 1st FL/BSMNT N MECH ROOM AT WATER METER
6050 | TAIN DR | 43017-9758 | Active | 246130 | WATTS | LF009M2QT | RP | 1.000 | 3542783 | BSMNT MECH/MOP SINK ROOM AT WATER METER
6055 | TAIN DR | 43017 | Active | 59291 | FEBCO | 765 | PVB | 1.000 | 68816 | NORTH SIDE MIDDLE OF BUILDING
6055 | TAIN DR | 43017 | Due Install |  |  |  | RP | 1.500 | 3635510 | 1st FL/BSMNT MENS ROOM UNDER SINK
7161 | TALANTH PL | 43054-7000 | Active | T176223 | WILKINS | 720A | PVB | 0.750 | 71523 | LEFT SIDE OF HOME
7171 | TALANTH PL | 43054 | Active | CB203628 | WILKINS | 720A | PVB | 0.750 | 3613784 | RIGHT SIDE OF HOUSE
7191 | TALANTH PL | 43054-7000 | Active | H245362 | FEBCO | 765 | PVB | 0.750 | 71592 | FRONT LEFT
7200 | TALANTH PL | 43054-7002 | Active | T474289 | FEBCO | 765 | PVB | 0.750 | 71619 | RIGHT SIDE FRONT
7209 | TALANTH PL | 43054-7001 | Active | G217805 | WILKINS | 720A | PVB | 0.750 | 96228 | RIGHT SIDE OF HOUSE
7210 | TALANTH PL | 43054-7002 | Active | T520659 | WILKINS | 720A | PVB | 1.000 | 71633 | OUTSIDE
7219 | TALANTH PL | 43054-7001 | Active | CB080713 | WILKINS | 720 | PVB | 0.750 | 89120 | LEFT SIDE
7220 | TALANTH PL | 43054 | Active | CB5990817 | WILKINS | 720A | PVB | 0.750 | 71649 | RIGHT FRONT
7229 | TALANTH PL | 43054-7001 | Active | H022387 | WILKINS | 720A | PVB | 0.750 | 97303 | LEFT SIDE OF HOUSE
7230 | TALANTH PL | 43054-7002 | Active | T415689 | WILKINS | 720A | PVB | 0.750 | 71665 | RIGHT SIDE OF HOUSE
7240 | TALANTH PL | 43054-7002 | Active | T431598 | WILKINS | 720A | PVB | 0.750 | 3597279 | Right Side
7249 | TALANTH PL | 43054-7001 | Active | 185508 | WILKINS | 720A | PVB | 0.750 | 88285 | LEFT SIDE OF HOUSE
7250 | TALANTH PL | 43054-7002 | Active | 372838 | WATTS | 800M4QT | PVB | 0.750 | 71692 | RIGHT SIDE OF HOUSE
7259 | TALANTH PL | 43054-7001 | Active | H639254 | FEBCO | 765 | PVB | 1.000 | 3600238 | RIGHT SIDE OF HOUSE
7260 | TALANTH PL | 43054-7002 | Active | 243467 | WATTS | 800M4QT | PVB | 0.750 | 71703 | LEFT FRONT CORNER
7279 | TALANTH PL | 43054-7001 | Active | H154021 | FEBCO | 765 | PVB | 0.750 | 71741 | LEFT SIDE FRONT
1371 | TALCOTT CT | 43204-1533 | Active | HA37456 | FEBCO | 765 | PVB | 1.000 | 91697 | LEFT SIDE
8255 | TALIA CT | 43081-6510 | Removed | 44723REM | WATTS | 800M4QT | PVB | 0.750 | 73616 | ***REMOVED*** RIGHT REAR
8268 | TALIA CT | 43081-6510 | Removed | 149371REM | WATTS | 800M4QT | PVB | 0.750 | 73630 | ***REMOVED*** LEFT CENTER
2704 | TALISMAN CT | 43209-3180 | Active | G086252 | WILKINS | 720A | PVB | 0.750 | 88360 | RIGHT SIDE OF HOUSE
2706 | TALISMAN CT | 43209-3180 | Removed | 54303REM | WATTS | 009QT | RP | 0.750 | 59062 | AT WATER METER
2709 | TALISMAN CT | 43209-3181 | Active | 4736954 | WILKINS | 975XL2 | RP | 0.750 | 3542859 | FIRE SYSTEM IN BASEMENT
2733 | TALISMAN CT | 43209-3167 | Active | G136024 | WILKINS | 720A | PVB | 0.750 | 97772 | left side
6252 | TALLOWTREE DR | 43026-6128 | Active | G045344 | WILKINS | 720A | PVB | 0.750 | 88398 | LEFT FRONT
6276 | TALLOWTREE DR | 43026-6128 | Active | CB081444 | WILKINS | 720A | PVB | 0.500 | 92671 | RIGHT SIDE OF HOUSE
6287 | TALLOWTREE DR | 43026-6129 | Active | A135436 | WILKINS | 720A | PVB | 0.750 | 69563 | LEFT SIDE OF HOUSE
6302 | TALLOWTREE DR | 43026-6187 | Active | G186510 | WILKINS | 720A | PVB | 0.750 | 91900 | LEFT SIDE
4011 | TAMARACK AVE | 43123-3805 | Active | G251917 | WILKINS | 720A | PVB | 0.750 | 3543013 | LEFT FRONT
4654 | TAMARACK BL | 43229 | Active | 1790600617 | AMES | 2000SS | DC | 3.000 | 3629799 | SEPERATE ROOM ON W END OF BLDG
4654 | TAMARACK BL | 43229 | Active | 13213 | WILKINS | 375 | RP | 3.000 | 3630273
4340 | TAMARACK BLVD | 43229 | Not Required by DOW | 125935 | WATTS | 909 | RP | 2.500 | 3601082 | Mech. Room #1104
4340 | TAMARACK BLVD | 43229 | Active | 19434 | WILKINS | 375 | RP | 4.000 | 3633475 | Mech. Room #1104
4340 | TAMARACK BLVD | 43229 | Active | 142576 | WATTS | 709 | DCDA | 8.000 | 3633476 | IN METER PIT SE CORNER OF PROPERTY JUST OUTSIDE OF FENCE OFF OF DRESDEN ST
4340 | TAMARACK BLVD | 43229 | Active | 69325 | WATTS | 007 | DC | 0.750 | 3635386 | IN METER PIT SE CORNER OF PROPERTY JUST OUTSIDE OF FENCE OFF OF DRESDEN ST
4340 | TAMARACK BLVD | 43229 | LPS - Active |  |  |  | LPC |  | 3635387 | DOMESTIC PUMP - Mech. Room #1104
4630 | TAMARACK BLVD | 43229-6582 | Active | 13211C | WILKINS | 375AST | RP | 3.000 | 3543032 | BASEMENT / WEST END
4630 | TAMARACK BLVD | 43229-6582 | Active | Y13460 | WILKINS | 375ADA | RP | 3.000 | 3629796 | BASEMENT / WEST END
4662 | TAMARACK BLVD | 43229-6583 | Active | 1286051014 | AMES | 4000SS | RP | 3.000 | 3543034 | MECHANICAL ROOM IN BASEMENT OF 4662
4662 | TAMARACK BLVD | 43229-6583 | Active | Y13160 | WILKINS | 375ADA | RP | 3.000 | 3629797 | Basement water riser room
4770 | TAMARACK BLVD | 43229 | Not Required by DOW | 4746555 | WILKINS | 975XL | RP | 0.750 | 90735 | BOILER ROOM
4770 | TAMARACK BLVD | 43229 | Not Required by DOW | 4892515 | WILKINS | 975XL2 | RP | 1.500 | 90736 | BOILER ROOM
4770 | TAMARACK BLVD | 43229 | Active | 01115 | WATTS | 919AQT | RP | 2.000 | 90737 | MECH ROOM
4770 | TAMARACK BLVD | 43229 | Active | 1496860406 | AMES | 3000SS | DCDA | 6.000 | 90738 | BOILER ROOM
4770 | TAMARACK BLVD | 43229 | Active | 68743 | WATTS | 007M1QT | DC | 0.750 | 90739 | BOILER ROOM
5061 | TAMARACK BLVD | 43229-5268 | Active | BE3818 | FEBCO | 765 | PVB | 0.750 | 94743 | LEFT CENTER
5801 | TAMARACK BLVD | 43229-3747 | Active | 76797 | WATTS | 919QT | RP | 1.000 | 68021 | MECH RM CENTER OF BLDG URGENT CARE
5301 | TAMARACK E CIR | 43229-4501 | Active | 411318 | WATTS | 909QT | RP | 0.750 | 3543145 | IN FURNACE ROOM
5311 | TAMARACK E CIR | 43229-4501 | Active | 4488315 | WILKINS | 975XL2 | RP | 1.500 | 66646 | AT WATER METER IN UTILITY ROOM
1887 | TAMARACK N CIR | 43229- | Active | B28691 | WILKINS | 375 | RP | 1.000 | 3543151 | METER IN GABBYS MENS ROOM UNDER SINK
1884 | TAMARACK S CIR | 43229- | Active | 4514587 | WILKINS | 975XL2 | RP | 1.500 | 56508 | SE
1884 | TAMARACK S CIR | 43229- | Active | 4383200 | WILKINS | 975XL2 | RP | 1.000 | 56509 | IN CABINET NEXT TO WATER HEATER
1886 | TAMARACK S CIR | 43229- | Active | 360962 | WATTS | 909QT | RP | 0.750 | 56514 | NEXT TO HAND SINK AT METER LOCATION
1900 | TAMARACK S CIR | 43229- | Active | 1040853 | WILKINS | 975XL | RP | 0.750 | 56570 | BY METER IN BASEMENT
1900 | TAMARACK S CIR | 43229- | Not Required by DOW | 1041135 | WILKINS | 975XL | RP | 0.750 | 56571 | BEHIND COUNTER
1915 | TAMARACK S CIR | 43229- | Active | YC-0212 | WATTS | 957 | RP | 4.000 | 3543161 | AT METER
7656 | TAMARISK CT | 43016 | Active | CAA67188 | WILKINS | 720A | PVB | 0.750 | 3543196
7680 | TAMARISK CT | 43016 | Active | 103625 | WATTS | 009QT | RP | 1.000 | 72496 | RIGHTSIDE
5584 | TANGAREY CT | 43235-2522 | Active | 55174 | FEBCO | 765 | PVB | 1.000 | 95056 | LEFT FRONT
5587 | TANGAREY CT | 43235-2522 | Active | 33192 | WATTS | 919AQT | RP | 0.750 | 100425 | BASEMENT
5595 | TANGAREY CT | 43235-2522 | Active | T189383 | WILKINS | 720A | PVB | 1.000 | 87913 | NEXT TO FIREPLACE
2080 | TANGLEWOOD CT | 43224-5001 | Due Install |  |  |  | RP | 6.000 | 3543291
1800 | TANGLEWOOD PARK BL | 43026-8627 | Active | A07090 | WATTS | 009M2QT | RP | 2.000 | 91318 | 1800 HILLIARD ROME RD, SPRINKLER ROOM
1800 | TANGLEWOOD PARK BL | 43026-8627 | Active | F0607241220 | FEBCO | 876V | DCDA | 6.000 | 91321 | REAR MECH ROOM
1800 | TANGLEWOOD PARK BL | 43026-8627 | Active | H008591 | FEBCO | 805YB | DC | 0.750 | 91322 | REAR MECH ROOM
1859 | TANGLEWOOD PARK BLVD | 43026- | Active | 088734 | WILKINS | 975 | RP | 1.000 | 56432 | 5800 WINTHORNE AVE, POOL ROOM
304 | TAPPAN ST | 43201-3346 | Active | 45402 | WATTS | 919QT | RP | 1.000 | 87305 | BASEMENT NEXT TO METER
540 | TARA HILL DR | 43017 | Active | 019502 | WATTS | 800M4QT | PVB | 1.000 | 3543356 | LEFT FRONT
5407 | TARA HILL DR | 43017 | Active | 798779 | WATTS | 800M4QT | PVB | 1.000 | 102195 | NE
5428 | TARA HILL DR | 43017-1059 | Active | 798604 | WATTS | 800M4QT | PVB | 1.000 | 102185 | LEFT SIDE OF HOUSE
5667 | TARA HILL DR | 43017 | Active | 15808 | WATTS | 800QT | PVB | 1.000 | 67553 | LEFT SIDE FRONT CORNER
5676 | TARA HILL DR | 43017 | Active | EAF5173 | WILKINS | 720A | PVB | 0.750 | 67579 | FRONT LEFT
5711 | TARA HILL DR | 43017-3043 | Active | T617718 | WILKINS | 720A | PVB | 1.000 | 91903 | LEFT SIDE
5740 | TARA HILL DR | 43017 | Removed | REMOVED | FEBCO | 765 | PVB | 1.000 | 94745 | RH SIDE
5741 | TARA HILL DR | 43017 | Active | 401676 | WILKINS | 420 | PVB | 0.750 | 67770 | LEFT FRONT
5776 | TARA HILL DR | 43017 | Active | EAE8709 | WILKINS | 720A | PVB | 0.750 | 3543385 | RIGHT CENTER
5838 | TARA HILL DR | 43017 | Active | CB653496 | WILKINS | 720 | PVB | 0.750 | 3543391 | LEFT SIDE OF HOUSE
5880 | TARA HILL DR | 43017-2824 | Active | F006106 | WILKINS | 720A | PVB | 0.750 | 97742 | left side of house (west)
5918 | TARA HILL DR | 43017 | Active | 49465 | WATTS | 800QT | PVB | 0.750 | 94747 | LEFT CENTER BY GAS METER
5963 | TARA HILL DR | 43017 | Active | H763303 | FEBCO | 765 | PVB | 0.750 | 94749 | LEFT CENTER
6046 | TARA HILL DR | 43017-3804 | Active | ABA00886 | WILKINS | 975 XL2 | RP | 1.000 | 3543420 | MIDDLE MECH ROOM OFF RECEPTION AREA AT WATER METER
6248 | TARA HILL DR | 43017-2830 | Active | T239362 | WILKINS | 720A | PVB | 0.750 | 3543436 | RIGHT SIDE OF HOUSE
5230 | TARLMEADOWS LN | 43026 | Active | Eaf6803 | WILKINS | 720A | PVB | 0.750 | 3632931 | LEFT SIDE OF HOUSE
5246 | TARLMEADOWS LN | 43026 | Active | T403520 | WILKINS | 720A | PVB | 0.750 | 3630074 | LEFT FRONT
5261 | TARLMEADOWS LN | 43026 | Active | EAE8827 | WILKINS | 720A | PVB | 0.750 | 3629936 | LEFT SIDE OF HOUSE
5270 | TARLMEADOWS LN | 43026 | Active | EAL1427 | WILKINS | 720A | PVB | 0.750 | 3632560 | RIGHT SIDE OF HOUSE
5273 | TARLMEADOWS LN | 43026 | Active | T415404 | WILKINS | 720A | PVB | 0.750 | 3630238 | RIGHT FRONT
5285 | TARLMEADOWS LN | 43026 | Active | CB994372 | WILKINS | 720A | PVB | 0.750 | 3634949 | RIGHT FRONT
5294 | TARLMEADOWS LN | 43026 | Active | T345450 | WILKINS | 720A | PVB | 0.750 | 3630240 | LEFT SIDE
5302 | TARLMEADOWS LN | 43026 | Active | CB655371 | WILKINS | 720A | PVB | 0.750 | 3629449 | LEFT SIDE
5116 | TARLTON BLVD | 43026 | [6 empty] | 3657802
5166 | TARLTON BLVD | 43026 | Active | CAA46782 | WILKINS | 720 | PVB | 0.750 | 3635363 | RIGHT SIDE OF HOME
5175 | TARLTON BLVD | 43026 | Active | T434976 | WILKINS | 720A | PVB | 0.750 | 3639170 | LEFT FRONT
5176 | TARLTON BLVD | 43026 | Active | Eah1040 | WILKINS | 720A | PVB | 0.750 | 3640682 | RIGHT FRONT
5186 | TARLTON BLVD | 43026 | Active | CB921585 | WILKINS | 720 | PVB | 0.750 | 3647100 | LEFT FRONT
5192 | TARLTON BLVD | 43026 | Active | CB921553 | WILKINS | 720 | PVB | 0.750 | 3646128 | LEFT FRONT
5195 | TARLTON BLVD | 43026 | Active | T449233 | WILKINS | 720A | PVB | 0.750 | 3639123 | RIGHT FRONT
5205 | TARLTON BLVD | 43026 | Active | T386983 | WILKINS | 720A | PVB | 0.750 | 3624939 | RIGHT FRONT
5215 | TARLTON BLVD | 43026 | Active | CB653169 | WILKINS | 720A | PVB | 0.750 | 3633032 | LEFT SIDE
5222 | TARLTON BLVD | 43026 | Active | CB004197 | WILKINS | 720 | PVB | 0.750 | 3646374 | LEFT FRONT
5242 | TARLTON BLVD | 43026 | Active | CB807006 | WILKINS | 720 | PVB | 0.750 | 3635080 | LEFT FRONT
5255 | TARLTON BLVD | 43026 | Active | CB994378 | Wilkins | 720A | PVB | 0.750 | 3636157 | RIGHT FRONT
5275 | TARLTON BLVD | 43026 | Active | T294432 | WILKINS | 720A | PVB | 0.750 | 3633246 | RIGHT SIDE OF THE HOUSE
5285 | TARLTON BLVD | 43026 | Active | T313513 | WILKINS | 720A | PVB | 0.750 | 3633324 | LEFT SIDE OF HOUSE
5292 | TARLTON BLVD | 43026 | Active | T315380 | WILKINS | 720A | PVB | 0.750 | 3638443 | LEFT SIDE OF HOUSE
5305 | TARLTON BLVD | 43026 | Active | EAF7519 | WILKINS | 720A | PVB | 0.750 | 3655001 | RIGHT FRONT
5939 | TARRIN CT | 43016-6125 | Active | G204821 | WILKINS | 720A | PVB | 0.750 | 92730 | LEFT SIDE OF HOUSE
5940 | TARRIN CT | 43016-6125 | Active | EAD4531 | WILKINS | 720A | PVB | 0.750 | 68377 | LEFT SIDE MIDDLE,
5947 | TARRIN CT | 43016 | Active | G205567 | WILKINS | 720A | PVB | 0.750 | 91661 | FRONT OF HOUSE
5948 | TARRIN CT | 43016-6125 | Active | G046048 | WILKINS | 720A | PVB | 0.750 | 92470 | RIGHT FRONT
5955 | TARRIN CT | 43016-6125 | Active | G186288 | WILKINS | 720A | PVB | 0.750 | 91866 | LEFT SIDE
5956 | TARRIN CT | 43016-6125 | Active | 302200 | WATTS | 800M4QT | PVB | 0.750 | 98594 | RIGHT HAND SIDE
5963 | TARRIN CT | 43016-6125 | Active | EAJ6032 | WILKINS | 720A | PVB | 0.750 | 96280 | RIGHT FRONT
5964 | TARRIN CT | 43016-6125 | Active | T387075 | WILKINS | 720A | PVB | 0.750 | 89183 | LEFT SIDE
3900 | TARRINGTON LN | 43220 | Active | 181277 | WILKINS | 420 | PVB | 1.000 | 62145 | RIGHT SIDE OF HOUSE
3901 | TARRINGTON LN | 43220-2299 | Active | 673140 | WILKINS | 720A | PVB | 0.750 | 62158 | WEST SIDE OF BUILDING
3902 | TARRINGTON LN | 43220-6120 | Active | A107182 | WILKINS | 720A | PVB | 0.750 | 94750 | LEFT SIDE
3903 | TARRINGTON LN | 43220 | Active | T146564 | WILKINS | 720A | PVB | 0.750 | 3602998 | FRONT OF THE HOUSE
3904 | TARRINGTON LN | 43220-6120 | Active | CAA31088 | WILKINS | 720A | PVB | 0.750 | 94751 | FRONT
3905 | TARRINGTON LN | 43220-2299 | Active | 113499 | FEBCO | 765 | PVB | 1.000 | 62171 | OUTSIDE RIGHT OF FRONT ENTRANCE
3906 | TARRINGTON LN | 43220-6120 | Active | G215581 | WILKINS | 720A | PVB | 0.750 | 62176 | LEFT SIDE OF HOUSE
3907 | TARRINGTON LN | 43220-2299 | Active | 501723 | WILKINS | 720A | PVB | 0.750 | 96939 | RIGHT FRONT
3908 | TARRINGTON LN | 43220 | Active | 200237 | WILKINS | 720A | PVB | 0.750 | 62180 | LEFT FRONT
3909 | TARRINGTON LN | 43220-2299 | Active | CC9946 | FEBCO | 765 | PVB | 0.750 | 62181 | RIGHT SIDE FRONT OF HOUSE
3910 | TARRINGTON LN | 43220-6120 | Active | 347946 | WATTS | 800M4FR | PVB | 0.750 | 94752 | FRONT OF HOUSE
3911 | TARRINGTON LN | 43220-2299 | Active | IG8084 | FEBCO | 765 | PVB | 1.00 | 62201 | FRONT OF HOUSE
3913 | TARRINGTON LN | 43220-2299 | Active | 2862130 | WILKINS | 975XLBMS | RP | 0.750 | 62203 | RIGHT SIDE OF HOUSE
3915 | TARRINGTON LN | 43220-2299 | Active | 513525 | WILKINS | 720A | PVB | 1.000 | 94753 | RIGHT SIDE OF HOUSE
3917 | TARRINGTON LN | 43220-2299 | Active | CHO154 | FEBCO | 765 | PVB | 0.750 | 87738 | RIGHT SIDE OF HOUSE
3919 | TARRINGTON LN | 43220-2299 | Active | T417571 | WILKINS | 720A | PVB | 1.000 | 94754 | FRONT OF HOUSE
3923 | TARRINGTON LN | 43220-2299 | Active | CB987619 | WILKINS | 720A | PVB | 0.750 | 62221 | FRONT OF HOUSE RIGHT OF FRONT DOOR
3924 | TARRINGTON LN | 43220-6120 | Active | 672093 | WILKINS | 720A | PVB | 0.750 | 94755 | RIGHT SIDE
3925 | TARRINGTON LN | 43220-2299 | Active | CAA47279 | WILKINS | 720A | PVB | 0.750 | 62228 | FRONT OF HOUSE
3926 | TARRINGTON LN | 43220-6120 | Active | T147073 | WILKINS | 720A | PVB | 0.750 | 94756 | LEFT SIDE
3927 | TARRINGTON LN | 43220-2299 | Active | 009970 | Watts | LF800M4QT | PVB | 0.750 | 94757 | LEFT SIDE OF HOUSE
3928 | TARRINGTON LN | 43220-6120 | Active | CB833169 | WILKINS | 720A | PVB | 0.750 | 94758 | FRONT RIGHT
3929 | TARRINGTON LN | 43220-2299 | Active | H038319 | FEBCO | 765 | PVB | 0.750 | 62237 | FRONT OF HOUSE RIGHT OF FRONT DOOR
3930 | TARRINGTON LN | 43220 | Active | CB637056 | WILKINS | 720A | PVB | 0.750 | 62247 | FRONT RIGHT SIDE
3931 | TARRINGTON LN | 43220-2299 | Active | EAG2988 | WILKINS | 720A | PVB | 0.750 | 62251 | LEFT SIDE OF HOUSE
3932 | TARRINGTON LN | 43220-6120 | Active | CB440264 | WILKINS | 720A | PVB | 0.750 | 90863 | RIGHT SIDE FRONT CORNER
3933 | TARRINGTON LN | 43220-2299 | Active | CB072407 | WILKINS | 720A | PVB | 0.750 | 62254 | FRONT OF HOUSE, RIGHT OF FRONT DOOR
3934 | TARRINGTON LN | 43220-6120 | Active | 542748 | WILKINS | 720A | PVB | 0.750 | 94759 | REAR OF HOUSE BY POOL FILTRATION
3935 | TARRINGTON LN | 43220-2299 | Active | 659620 | WILKINS | 720-A | PVB | 0.750 | 62256 | LEFT OF FRONT ENTRANCE
3939 | TARRINGTON LN | 43220-2299 | Active | 587313 | WILKINS | 720A | PVB | 0.750 | 62274 | LEFT SIDE OF HOUSE
3941 | TARRINGTON LN | 43220-2299 | Active | 124678 | WILKINS | 420 | PVB | 1.000 | 87057 | NE SIDE OF HOUSE
3943 | TARRINGTON LN | 43220-3943 | Active | 902524 | WILKINS | 720A | PVB | 0.750 | 62288 | LEFT SIDE FRONT
3945 | TARRINGTON LN | 43220- | Active | 3791258 | WILKINS | 975XL2 | RP | 1.000 | 75032 | 30 Ft North of FORD BOX BY POND
3937 | TARRINGTON LN UNIT B | 43220-2299 | Active | 673070 | WILKINS | 720A | PVB | 0.750 | 62268 | LEFT SIDE OF HOUSE
4386 | TARRYTOWN CT | 43054-9679 | Active | t294987 | WILKINS | 720A | PVB | 0.750 | 63858 | FRONT OF HOUSE
4387 | TARRYTOWN CT | 43054-9679 | Active | T675124 | WILKINS | 720 | PVB | 1.000 | 63861 | RIGHT OF FRONT DOOR
9306 | TARTAN RIDGE BL | 43017 | Active | CB000874 | WILKINS | 720A | PVB | 0.750 | 102983 | RIGHT FRONT
9314 | TARTAN RIDGE BL | 43017 | Active | T304223 | WILKINS | 720A | PVB | 0.750 | 101929 | BACK LEFT IN A/C COVE BEHIND GARAGE
9330 | TARTAN RIDGE BL | 43017 | Active | CB987454 | WILKINS | 720A | PVB | 0.750 | 3611606 | RIGHT REAR
9346 | TARTAN RIDGE BL | 43017 | Active | T308559 | WILKINS | 720 | PVB | 0.750 | 3628085 | FRONT RIGHT IN COVE
9362 | TARTAN RIDGE BL | 43017 | Active | CB154528 | WILKINS | 720A | PVB | 0.750 | 3607785 | LEFT FRONT
9383 | TARTAN RIDGE BL | 43017 | Active | H731135 | FEBCO | 765 | PVB | 0.750 | 103504 | RIGHT OF FRONT DOOR
9386 | TARTAN RIDGE BL | 43017-8592 | Active | 306026 | WATTS | 800M4FR | PVB | 0.750 | 97826 | FRONT LEFT OF HOUSE
9394 | TARTAN RIDGE BL | 43017-8592 | Active | F005844 | WILKINS | 720A | PVB | 0.750 | 97443 | RIGHT SIDE
9405 | TARTAN RIDGE BL | 43017 | Active | T380962 | WILKINS | 720A | PVB | 0.750 | 3601762 | FRONT JUST RIGHT OF DOOR
9410 | TARTAN RIDGE BL | 43017 | Active | T123770 | WILKINS | 720A | PVB | 0.750 | 102422 | RIGHT SIDE OF HOUSE
9429 | TARTAN RIDGE BL | 43017-8924 | Active | F031638 | WILKINS | 720A | PVB | 0.750 | 97467 | FRONT LEFT OF FRONT DOOR ON OFFSET
9442 | TARTAN RIDGE BL | 43017 | Active | F137550 | WILKINS | 720A | PVB | 0.750 | 100926 | FRONT OF HOUSE
9338 | TARTAN RIDGE BLVD | 43017 | Active | CB029203 | WILKINS | 720 | PVB | 0.750 | 3603275 | RIGHT FRONT
9354 | TARTAN RIDGE BLVD | 43017 | Active | T096934 | WILKINS | 720A | PVB | 0.750 | 102625 | RIGHT FRONT
9370 | TARTAN RIDGE BLVD | 43017 | Active | T136291 | WILKINS | 720A | PVB | 0.750 | 3603595 | FRONT
9378 | TARTAN RIDGE BLVD | 43017 | Active | 352250 | WATTS | 800MQT | PVB | 0.750 | 101483 | RIGHT SIDE
9402 | TARTAN RIDGE BLVD | 43017-8923 | Active | F006262 | WILKINS | 720A | PVB | 0.750 | 97632 | right side of home
9418 | TARTAN RIDGE BLVD | 43017 | Active | T066028 | WILKINS | 720A | PVB | 0.750 | 103443 | RIGHT OF FRONT DOOR
9426 | TARTAN RIDGE BLVD | 43017 | Active | G214686 | WILKINS | 720A | PVB | 0.750 | 97403 | LEFT FRONT
9426 | TARTAN RIDGE BLVD | 43017 | Inactive | 30533 | WATTS | 919AQT | RP | 0.750 | 99101 | BY METER SETTING IN BASEMENT FOR REMOVED SUMP PUMP
9434 | TARTAN RIDGE BLVD | 43017-8923 | Active | T303956 | WILKINS | 720A | PVB | 0.750 | 97401 | RIGHT SIDE
9450 | TARTAN RIDGE BLVD | 43017-8923 | Active | F135731 | WILKINS | 720A | PVB | 0.750 | 97825 | LEFT SIDE
9488 | TARTAN RIDGE CT | 43017 | Active | 325688 | APOLLO/CONBRACO | PVB4A | PVB | 0.750 | 100025 | FRONT OF HOUSE LEFT FRONT DOOR
9493 | TARTAN RIDGE CT | 43017 | Active | 394939 | WILKINS | 420 | PVB | 0.750 | 3606291 | LEFT SIDE
9496 | TARTAN RIDGE CT | 43017 | Active | EAN0046 | WILKINS | 720A | PVB | 1.000 | 3615117 | FRONT LEFT IN OFFSET
9501 | TARTAN RIDGE CT | 43017 | Active | T206218 | WILKINS | 720A | PVB | 0.750 | 3609897 | RIGHT FRONT
9504 | TARTAN RIDGE CT | 43017 | Active | H642740 | FEBCO | 765 | PVB | 0.750 | 99782 | FRONT OF HOUSE
9509 | TARTAN RIDGE CT | 43017 | Active | T205226 | WILKINS | 720A | PVB | 0.750 | 99845 | RIGHT SIDE BY DRIVE
9512 | TARTAN RIDGE CT | 43017 | Active | F136689 | WILKINS | 720A | PVB | 0.750 | 99546 | FRONT OF HOUSE
9517 | TARTAN RIDGE CT | 43017 | Active | VAA15611 | WILKINS | 720A | PVB | 0.750 | 101152 | RIGHT SIDE OF HOUSE
9520 | TARTAN RIDGE CT | 43017 | Active | CB073903 | WILKINS | 720A | PVB | 0.750 | 3603274 | RIGHT CENTER
9525 | TARTAN RIDGE CT | 43017 | Active | G242447 | WILKINS | 720 | PVB | 0.750 | 99122 | RIGHT SIDE
9533 | TARTAN RIDGE CT | 43017 | Active | T189098 | WILKINS | 720A | PVB | 0.750 | 98863 | RIGHT CENTER
5774 | TARTON N CIR | 43017-8278 | Active | 07371 | FEBCO | 765 | PVB | 1.000 | 67917 | FRONT LEFT OF DOOR
5775 | TARTON N CIR | 43017-8703 | Active | 22325 | WATTS | 800M2QT | PVB | 1.000 | 67929 | RIGHT SIDE
5790 | TARTON N CIR | 43017-8278 | Active | T055530 | WILKINS | 720A | PVB | 1.000 | 67962 | LEFT SIDE
5805 | TARTON N CIR | 43017-8703 | Active | H099918 | FEBCO | 765 | PVB | 1.000 | 68048 | FRONT OF HOUSE
5808 | TARTON N CIR | 43017-8704 | Active | H930051 | FEBCO | 765 | PVB | 1.000 | 68052 | LEFT SIDE OF HOUSE
5821 | TARTON N CIR | 43017-8703 | Active | 56599 | FEBCO | 765 | PVB | 1.000 | 68084 | LEFT HAND SIDE
5832 | TARTON N CIR | 43017-8704 | Active | AG3698 | FEBCO | 765 | PVB | 1.000 | 68108 | RIGHT SIDE
5837 | TARTON N CIR | 43017-8703 | Active | T617232 | WILKINS | 720A | PVB | 1.000 | 68117 | OUTSIDE FRONT LEFT OF FRONT DOOR
5848 | TARTON N CIR | 43017-8704 | Active | FH9046 | FEBCO | 765 | PVB | 1.000 | 68128 | RIGHT SIDE OF HOUSE
5856 | TARTON N CIR | 43017 | Active | 877 | FEBCO | 765 | PVB | 1.000 | 68145 | RIGHT SIDE OF HOUSE
5864 | TARTON N CIR | 43017-8704 | Active | 28818 | FEBCO | 765 | PVB | 1.000 | 68182 | NE CORNER OF HOUSE
5865 | TARTON N CIR | 43017-8703 | Active | 053399 | WATTS | 800M4QT | PVB | 1.000 | 68183 | FRONT OF HOUSE RIGHT OF FRONT DOOR
5876 | TARTON N CIR | 43017-8928 | Active | A216003 | WILKINS | 720A | PVB | 1.000 | 68210 | LEFT SIDE OF HOUSE
5882 | TARTON S CIR | 43017-8928 | Active | G104526 | WILKINS | 720A | PVB | 1.000 | 68219 | FRONT OF HOUSE LEFT FRONT DOOR
5888 | TARTON S CIR | 43017-8928 | Active | CB073763 | WILKINS | 720A | PVB | 0.750 | 68228 | LT SIDE
5894 | TARTON S CIR | 43017-8928 | Active | AB3160 | FEBCO | 765 | PVB | 0.750 | 68241 | FRONT OF HOUSE RIGHT FRONT DOOR
5900 | TARTON S CIR | 43017-8706 | Active | A18139 | FEBCO | 765 | PVB | 0.750 | 68278 | LEFT FRONT
5905 | TARTON S CIR | 43017-8705 | Active | HA71031 | FEBCO | 765 | PVB | 1.000 | 68289 | L/SIDE OF HSE
5911 | TARTON S CIR | 43017-8705 | Active | 06726 | WATTS | 800QT | PVB | 0.750 | 68309 | RT SIDE
5917 | TARTON S CIR | 43017-8705 | Active | 644682 | WILKINS | 720A | PVB | 1.000 | 68322 | LT SIDE
3866 | TAUTON CT | 43221-5824 | Removed | 98937REM | WATTS | 800QT | PVB | 0.750 | 61979 | RIGHT FRONT
333 | TAYLOR AVE | 43203-1757 | Active | 063539 | WATTS | LF009M2QT | RP | 1.500 | 3638491 | IN HOTBOX FRONT CENTER
476 | TAYLOR AVE | 43219 | Active | XK-1246 | AMES | C400 | RP | 4.000 | 3543581 | MECHANICAL ROOM
476 | TAYLOR AVE | 43219 | Active | 32887 | WATTS | 007M1QT | DC | 0.750 | 3656083 | WATER ROOM
476 | TAYLOR AVE | 43219 | Active | 11040430123 | AMES | 3000SS | DCDA | 6.000 | 3656084 | WATER ROOM
543 | TAYLOR AVE | 43203-1278 | Not Required by DOW | ALA27946 | WILKINS | 975XL2 | RP | 1.000 | 66889 | 1ST FLOOR MECH ROOM
543 | TAYLOR AVE | 43203-1278 | Active | LI-0135 | WATTS | 957 | RP | 3.000 | 100723 | FIRST FLOOR MECHANIC ROOM TOP UNIT
543 | TAYLOR AVE | 43203-1278 | Active | LK-0175 | WATTS | 957 | RP | 3.000 | 100724 | FIRST FLOOR MECHANIC ROOM BOTTOM UNIT
543 | TAYLOR AVE | 43203-1278 | Not Required by DOW | 39969 | WATTS | 919AQT | RP | 0.750 | 102877 | WALL OUTSIDE MAINTENANCE ROOM
543 | TAYLOR AVE | 43203-1278 | Not Required by DOW | 19660 | WATTS | LF009M2QT | RP | 1.250 | 3636178
543 | TAYLOR AVE | 43203-1278 | Active | 42043B | WILKINS | 350STDA | DCDA | 6.000 | 3639677 | PIT SOUTHEAST OF BLDG NEXT TO FENCE LINE
543 | TAYLOR AVE | 43203-1278 | LPS - Active |  |  |  | LPC |  | 3639678
543 | TAYLOR AVE | 43203-1278 | Active | HC90039 | WILKINS | 950XLD | DC | 0.750 | 3659040 | PIT SOUTHEAST OF BLDG NEXT TO FENCE LINE
700 | TAYLOR AVE | 43219-2527 | Replaced | REP121614 | WATTS | 009QT | RP | 0.750 | 71229 | REPLACED- W. WALL BY WTR MTR IN A CLOSET
700 | TAYLOR AVE | 43219-2527 | Active | 75859 | WATTS | LF009M3QT | RP | 0.750 | 3611321 | W. WALL BY WTR MTR IN A CLOSET
730 | TAYLOR AVE | 43219-2527 | Not Required by DOW | 04861 | WATTS | LF909M1QT | RP | 1.500 | 71763 | WATER TREATMENT ROOM #119
730 | TAYLOR AVE | 43219-2527 | Not Required by DOW | 04168 | WATTS | LF909M1QT | RP | 1.500 | 71764 | WATER TREATMENT ROOM #119
730 | TAYLOR AVE | 43219-2527 | Active | 261074 | WILKINS | 975XL | RP | 1.500 | 71765 | AT WATER METER IN WATER TREATMENT ROOM
730 | TAYLOR AVE | 43219-2527 | Not Required by DOW | 71671 | WATTS | 009 | RP | 0.500 | 3611954 | MEDICAL EQUIPMENT, UNDER SINK IN BACK EXAM ROOM
730 | TAYLOR AVE | 43219-2527 | Not Required by DOW | 71661 | WATTS | LF009QT | RP | 0.500 | 3611955 | MEDICAL EQUIPMENT, UNDER SINK IN BACK EXAM ROOM
744 | TAYLOR AVE | 43219-2565 | Active | ALA52800 | WILKINS | 975XL3 | RP | 0.750 | 3543586
744 | TAYLOR AVE | 43219-2565 | Not Required by DOW |  |  |  | RP |  | 3626566
744 | TAYLOR AVE | 43219-2565 | Not Required by DOW |  |  |  | RP |  | 3626567
745 | TAYLOR AVE | 43219-2526 | Active | 188298 | WATTS | 009M2 | RP | 1.000 | 3543584 | AT METER
922 | TAYLOR AVE | 43219-2558 | Removed | A03738REM | WILKINS | 975XL | RP | 1.500 | 74624 | AT WATER METER REMOVED
922 | TAYLOR AVE | 43219-2558 | Active | 204685 | WILKINS | 975XL | RP | 1.500 | 3616838 | IN OFFICE RESTROOM
931 | TAYLOR AVE | 43219-2557 | Due Install |  |  |  | RP | 3.000 | 3543604
744 | TAYLOR AVE REAR HOUSE | 43219-2565 | Active | ALAA52799 | WILKINS | 975XL3 | RP | 0.750 | 3543585
150 | TAYLOR STATION RD | 43213-4440 | Active | X05243 | WILKINS | 375A | RP | 4.000 | 92729 | NW MECH ROOM
150 | TAYLOR STATION RD | 43213-4440 | Active | V03920 | WILKINS | 350ADA | DCDA | 8.000 | 92861 | BACK ROOM/ RISER ROOM
150 | TAYLOR STATION RD | 43213-4440 | Active | 2340352 | WILKINS | 950XL | DC | 0.750 | 92862 | RISER ROOM
150 | TAYLOR STATION RD | 43213-4440 | Not Required by DOW | 2513562 | WILKINS | 975XL | RP | 2.000 | 92863 | MECH ROOM - WEST SIIDE OF BUILDING
150 | TAYLOR STATION RD | 43213-4440 | Not Required by DOW | 03231 | WATTS | 919QT | RP | 0.500 | 3615091 | DENTAL EQUIPMENT, DENTAL LAB
150 | TAYLOR STATION RD | 43213-4440 | Not Required by DOW | 02951 | WATTS | 919QT | RP | 0.500 | 3615092 | DENTAL EQUIPMENT, DENTAL LAB
170 | TAYLOR STATION RD | 43213-4441 | Active | L50411 | WILKINS | 375DA | RP | 3.000 | 98169 | MECH ROOM WEST SIDE OF BUILDING
170 | TAYLOR STATION RD | 43213-4441 | Active | 1626900108 | AMES | 3000SS | DCDA | 8.000 | 98256 | WATER METER ROOM
170 | TAYLOR STATION RD | 43213-4441 | Active | 58375 | AMES | 2000B | DC | 0.750 | 98257 | WATER METER ROOM
170 | TAYLOR STATION RD | 43213-4441 | Not Required by DOW | 23235 | WATTS | 919AQT | RP | 1.500 | 98258 | BOILER ROOM
170 | TAYLOR STATION RD | 43213-4441 | Not Required by DOW | 3141459 | WILKINS | 975XLBMS | RP | 2.000 | 98259 | SWIMMING POOL EQUIPMENT ROOM
170 | TAYLOR STATION RD | 43213-4441 | Not Required by DOW | J005653 | FEBCO | 825Y | RP | 1.500 | 100068 | WEST OUTSIDE ON WALL
245 | TAYLOR STATION RD | 43213-4400 | Active | 00835 | FEBCO | 765 | PVB | 1.500 | 3543711 | WEST SIDE OF BUILDING
245 | TAYLOR STATION RD | 43213-4400 | Due Install |  |  |  | RP | 1.500 | 3658314
255 | TAYLOR STATION RD | 43213-4418 | Removed | ZZ255TALORSTATIONREM |  |  |  | 0.000 | 99836 | REMOVED-
255 | TAYLOR STATION RD | 43213-4418 | Active | 25389 | WATTS | 919QT | RP | 2.000 | 3607619 | BASEMENT BY METER
259 | TAYLOR STATION RD | 43213- | Active | N1006151100 | FEBCO | 876V | DCDA | 4.000 | 98637 | 275 TAYLOR STATION RD, RISER ROOM
259 | TAYLOR STATION RD | 43213- | Active | H016464 | FEBCO | 805YB | DC | 0.750 | 98641 | 275 TAYLOR STATION RD, RISER ROOM
259 | TAYLOR STATION RD | 43213- | Active | 15113 | WATTS | 919QT | RP | 2.000 | 98795 | FRONT MECHANICAL ROOM NORTH WALL ROOM 114
259 | TAYLOR STATION RD | 43213- | Removed | 17835REM | WATTS | 008PCQTREM | PVB | 0.750 | 98796 | 275 TAYLOR STATION RD, SOUTH WALL REMOVED
259 | TAYLOR STATION RD | 43213- | Removed | 3253887REM | WILKINS | 975XLBMS | RP | 1.000 | 98797 | REMOVED-275 TAYLOR STATION RD, ABOVE MOP SINK CEILING OF HSEKPNG (BY NUR
259 | TAYLOR STATION RD | 43213- | Not Required by DOW | 3253606 | WILKINS | 975XLBMS | RP | 1.000 | 98798 | 275 TAYLOR STATION RD, CEILING OF CLOSET - ROOM
259 | TAYLOR STATION RD | 43213- | Not Required by DOW | W371702 | WILKINS | 975XL2 | RP | 0.500 | 98799 | 275 TAYLOR STATION RD, ABOVE STERILIZER IN CEILING ROOM 152
259 | TAYLOR STATION RD | 43213- | Not Required by DOW | 3301052 | WILKINS | 975XL2 | RP | 0.750 | 98800 | 275 TAYLOR STATION RD, ABOVE STERILIZER IN CEILING ROOM 152
259 | TAYLOR STATION RD | 43213- | Not Required by DOW | 3253589 | WILKINS | 975XLBMS | RP | 1.000 | 98801 | 275 TAYLOR STATION RD, SW CORNER IN CEILING - PROCEDURE #3
259 | TAYLOR STATION RD | 43213- | Not Required by DOW | 3253607 | WILKINS | 975XL2 | RP | 1.000 | 98802 | 275 TAYLOR STATION RD, IN CEILING WEST WALL ROOM 197
259 | TAYLOR STATION RD | 43213- | Removed | 17866REM | WATTS | 008PCQT | PVB | 0.750 | 98803 | 275 TAYLOR STATION RD, NORTH WALL REMOVED
275 | TAYLOR STATION RD | 43213-1445 | Active | ACB8746 | WILKINS | 975XL2 | RP | 2.000 | 59180 | NORTH WALL BASEMENT MECHANICAL ROOM
275 | TAYLOR STATION RD | 43213-1445 | Active | 2GL1601 | AMES | 2000SS | DC | 4.000 | 59181 | BOILER RM IN BASEMENT N SIDE OF BLDG (MECH RM LOWER LEVEL N WALL
275 | TAYLOR STATION RD | 43213-1445 | Not Required by DOW | AT432 | CONBRACO | 4020402 | RP | 0.750 | 59182 | BOILER ROOM (S# DP432)
275 | TAYLOR STATION RD | 43213-1445 | Not Required by DOW | AT086 | CONBRACO | 4020502 | RP | 1.000 | 59183 | EAST WALL BASEMENT MECHANICAL ROOM
275 | TAYLOR STATION RD | 43213-1445 | Active | ACB8691 | WILKINS | 975XL2 | RP | 2.000 | 59184 | BOILER ROOM N WALL (BOTTOM)
275 | TAYLOR STATION RD | 43213-1445 | Not Required by DOW | 3253587 | WILKINS | 975XL | RP | 1.000 | 3607956 | ABOVE MOP SINK IN CEILING OF HOUSEKEEPING
275 | TAYLOR STATION RD | 43213-1445 | Not Required by DOW | 4422642 | WILKINS | 975XL | RP | 1.000 | 3624577 | BLDG B SPRINKLER RM
350 | TAYLOR STATION RD | 43213- | Active | 1154401005 | AMES | 4000SS | RP | 8.000 | 89681 | 150 YARDS OFF TAYLOR STATION ROAD NEXT TO POND
350 | TAYLOR STATION RD | 43213- | Not Required by DOW | 2872571 | WILKINS | 975XL | RP | 2.000 | 93720 | water meter bldg
350 | TAYLOR STATION RD | 43213- | Removed | REMG045468 | WILKINS | 720A | PVB | 0.750 | 94832 | removed-332 LAKE CROSSING, LEFT SIDE OF HOUSE
350 | TAYLOR STATION RD | 43213- | Not Required by DOW | G245507 | WILKINS | 720A | PVB | 0.750 | 103330 | 340 LAKE CROSSING AVE, LEFT SIDE
350 | TAYLOR STATION RD | 43213- | Not Required by DOW | T294288 | WILKINS | 720A | PVB | 0.750 | 103683 | 6057 LAKES @ TAYLOR, RT SIDE OF HOUSE BY GAS METER
350 | TAYLOR STATION RD | 43213- | LPS - Active |  |  |  | LPC |  | 3638258 | DOMESTIC PUMP - IN METER PUMP HOUSE
350 | TAYLOR STATION RD | 43213- | Not Required by DOW | CB243318 | WILKINS | 720A | PVB | 1.000 | 3638996 | RIGHT SIDE OF HOUSE AT 6327 CASADO DR
465 | TAYPORT AV | 43123-8132 | Active | CB609345 | WILKINS | 720A | PVB | 0.750 | 101587 | LEFT SIDE
4742 | TAYPORT AV | 43123 | Active | A006763 | WILKINS | 720A | PVB | 0.750 | 64930 | RIGHT SIDE OF HOUSE
4754 | TAYPORT AV | 43123-8043 | Active | H315991 | FEBCO | 765 | PVB | 0.750 | 88135 | RIGHT SIDE OF HOUSE
4655 | TAYPORT AVE | 43123-8124 | Active | G214786 | WILKINS | 720A | PVB | 0.750 | 97637 | RIGHT SIDE
4665 | TAYPORT AVE | 43123-8124 | Active | T076739 | WILKINS | 720A | PVB | 0.750 | 101494 | LEFT SIDE
4763 | TAYPORT AVE | 43123-8044 | Active | T418215 | WILKINS | 720A | PVB | 0.750 | 99509 | LEFT SIDE
4766 | TAYPORT AVE | 43123-8043 | Active | H323232 | FEBCO | 765 | PVB | 0.750 | 88785 | RIGHT SIDE
4880 | TAYPORT AVE | 43123 | Active | T405168 | WILKINS | 720A | PVB | 0.750 | 65314 | OUTSIDE
4890 | TAYPORT AVE | 43123-8369 | Active | A135466 | WILKINS | 720A | PVB | 0.750 | 65356 | LEFT SIDE OF HOUSE
8696 | TAYPORT DR | 43017-9653 | Active | T429039 | WILKINS | 720A | PVB | 1.000 | 74189 | RIGHT HAND SIDE BY AC UNIT
8707 | TAYPORT DR | 43017 | Active | 341355 | WILKINS | 720A | PVB | 1.000 | 74209 | RIGHT HAND SIDE
8708 | TAYPORT DR | 43017-9653 | Active | T044210 | WILKINS | 720A | PVB | 0.750 | 74211 | LEFT FRONT
8720 | TAYPORT DR | 43017-9653 | Active | t417581 | WILKINS | 720A | PVB | 1.000 | 74225 | LEFT SIDE
8732 | TAYPORT DR | 43017-9653 | Active | 190178 | WILKINS | 720A | PVB | 1.000 | 74230 | LF
8755 | TAYPORT DR | 43017-9795 | Active | T100351 | WILKINS | 720A | PVB | 1.000 | 74252 | LT SIDE
8756 | TAYPORT DR | 43017-9653 | Active | AH0265 | FEBCO | 765 | PVB | 1.000 | 74253 | RIGHT CENTER
8765 | TAYPORT DR | 43017-9795 | Active | F28817 | FEBCO | 765 | PVB | 1.000 | 74263 | SOUTH SIDE LEFT SIDE
8768 | TAYPORT DR | 43017-9653 | Replaced | REP839145 | RAINBIRD | AC4000 | DC | 0.750 | 74264 | REPLACED- LEFT SIDE
8768 | TAYPORT DR | 43017-9653 | Active | T154936 | WILKINS | 720 | PVB | 1.000 | 3609773 | LEFT SIDE
8800 | TAYPORT DR | 43017-7620 | Active | B068735 | WATTS | 800M4QT | PVB | 1.000 | 74324 | FRONT OF HOUSE..... RT OF FRONT DOOR
8815 | TAYPORT DR | 43017-9504 | Active | H025417 | FEBCO | 765 | PVB | 0.750 | 3543742 | LEFT SIDE OF HOUSE
8820 | TAYPORT DR | 43017-7620 | Active | T631631 | WILKINS | 720A | PVB | 1.000 | 74342 | FRONT OF HOUSE
8840 | TAYPORT DR | 43017-7620 | Active | 669904 | WATTS | 800M2QT | PVB | 1.000 | 74351 | LEFT SIDE OF HOUSE
5525 | TAYSIDE CIR | 43016-9433 | Active | EAG2718 | WILKINS | 720A | PVB | 0.750 | 67172 | RIGHT FRONT
5533 | TAYSIDE CIR | 43016-9433 | Active | CB001115 | WILKINS | 720A | PVB | 0.750 | 102633 | RIGHT SIDE
5541 | TAYSIDE CIR | 43016-9433 | Replaced | REPG186744 | WILKINS | 720A | PVB | 0.750 | 91507 | REPLACED- RIGHT SIDE
5541 | TAYSIDE CIR | 43016-9433 | Active | H737833 | FEBCO | 765 | PVB | 0.750 | 3611578 | RIGHT SIDE
5549 | TAYSIDE CIR | 43016 | Active | T303369 | WILKINS | 720A | PVB | 0.750 | 67213 | RIGHT FRONT
5557 | TAYSIDE CIR | 43016-9433 | Active | A135556 | WILKINS | 720A | PVB | 0.750 | 67297 | RIGHT SIDE OF HOUSE
5560 | TAYSIDE CIR | 43016-9432 | Active | T473120 | WILKINS | 720A | PVB | 0.750 | 95106 | RIGHT SIDE OF HOUSE
5576 | TAYSIDE CIR | 43016-9432 | Active | 817184 | FEBCO | 765 | PVB | 0.750 | 67324 | L H SIDE
5581 | TAYSIDE CIR | 43016-9433 | Active | HL68102 | FEBCO | 765 | PVB | 1.000 | 67331 | LEFT CENTER LEFT OF CHIMNEY
5584 | TAYSIDE CIR | 43016-9432 | Active | 997016 | WILKINS | 720A | PVB | 0.750 | 67335 | RIGHT SIDE OF HOUSE
5592 | TAYSIDE CIR | 43016-9432 | Active | T516257 | WILKINS | 720A | PVB | 0.750 | 67351 | LEFT SIDE
5600 | TAYSIDE CIR | 43016 | Active | H491955 | FEBCO | 765 | PVB | 0.750 | 96437 | RIGHT SIDE OF HOUSE
5645 | TAYSIDE CIR | 43016 | Active | CB001326 | WILKINS | 720A | PVB | 0.750 | 102513 | RIGHT SIDE
5653 | TAYSIDE CIR | 43016 | Active | T230495 | WILKINS | 720A | PVB | 0.750 | 3588613 | Left Side
4734 | TEABURY S SQ | 43123-8344 | Active | CB316465 | WILKINS | 720A | PVB | 0.750 | 3582948
2433 | TEAKWOOD DR | 43229-9328 | Active | 2516 | WATTS | 009 | RP | 1.000 | 3543825 | UNABLE TO LOCATE BF FOR THIS ADDRESS
2433 | TEAKWOOD DR | 43229-9328 | Due Install |  |  |  | RP | 3.000 | 3655086 | OUTSIDE DOOR METER ROOM
1525 | TEEWAY DR | 43220-3952 | Active | CAA69412 | WILKINS | 720A | PVB | 0.750 | 3543936 | FRONT RIGHT OF THE HOUSE
1540 | TEEWAY DR | 43220-3953 | Active | G208594 | WILKINS | 720A | PVB | 0.750 | 96226 | RIGHT SIDE
6121 | TEMPLE RIDGE DR | 43026-5003 | Active | 669196 | WATTS | 800M4FR | PVB | 1.000 | 69072 | LEFT SIDE
6153 | TEMPLE RIDGE DR | 43026-5003 | Active | A082561 | WILKINS | 720A | PVB | 0.750 | 69169 | RIGHT SIDE OF HOUSE
6161 | TEMPLE RIDGE DR | 43026 | Active | 751408 | WILKINS | 720A | PVB | 0.750 | 88439 | LEFT SIDE
6161 | TEMPLE RIDGE DR | 43026 | Active | 3809127 | WILKINS | 975 | RP | 0.750 | 103752 | CLOSET
6170 | TEMPLE RIDGE DR | 43026-5002 | Active | CB010569 | WILKINS | 720A | PVB | 0.750 | 102930 | FRONT YARD
6178 | TEMPLE RIDGE DR | 43026-5002 | Active | G186799 | WILKINS | 720A | PVB | 0.750 | 91772 | LEFT SIDE
6186 | TEMPLE RIDGE DR | 43026-5002 | Active | G186267 | WILKINS | 720A | PVB | 0.750 | 91773 | LEFT SIDE
6194 | TEMPLE RIDGE DR | 43026 | Removed | REM347963 | WATTS | 800M4FR | PVB | 0.750 | 69324 | Left side of house
6202 | TEMPLE RIDGE DR | 43026 | Active | 390070 | WILKINS | 420 | PVB | 1.000 | 69376 | LEFT SIDE OF HOUSE
6210 | TEMPLE RIDGE DR | 43026 | Active | 672075 | WILKINS | 720A | PVB | 0.750 | 69386 | SIDE OF HOUSE
5499 | TEN PIN ALY | 43026-1316 | Active | 047860 | WATTS | LF009M2QT | RP | 1.500 | 3396901 | IN HOT BOX, IN FRONT OF BUILDING
5499 | TEN PIN ALY | 43026-1316 | Active | 69597 | WATTS | 919QT | RP | 0.750 | 3626252 | IN HOT BOX, IN FRONT OF BUILDING
5499 | TEN PIN ALY | 43026-1316 | Active | RF-0113 | AMES | COLT 500-GV | RPDA | 8.000 | 3626261 | IN HOT BOX, IN FRONT OF BUILDING
5499 | TEN PIN ALY | 43026-1316 | Not Required by DOW | 001463 | WATTS | LF800M4QT | PVB | 1.500 | 3635799 | HOT BOX
1506 | TENAGRA WAY | 43228- | Replaced | REP352998 | WILKINS | 975 | RP | 1.000 | 55245 | REPLACED- EAST SIDE OF ROAD ENTRY WAY
1506 | TENAGRA WAY | 43228- | Inactive | J111764 | FEBCO | 825Y | RP | 1.000 | 3608268 | LEFT SIDE ENTRANCE UNDER PINE TREE
986 | TENBROOK PL | 43228-6386 | NULL | [5 empty] | 3629726
458 | TENSWEEP LN | 43054-8917 | Active | 464059 | WATTS | 800M4QT | PVB | 1.000 | 64407 | LEFT SIDE OF HOUSE
4600 | TENSWEEP LN | 43054-8917 | Active | 44171 | WATTS | 800QT | PVB | 1.000 | 64528 | BY AIR COND. CONDENSERS
4614 | TENSWEEP LN | 43054-8917 | Active | T209603 | WILKINS | 720A | PVB | 1.000 | 64573 | LEFT CENTER BY A/C
4632 | TENSWEEP LN | 43054-8917 | Active | D01680 | FEBCO | 765 | PVB | 1.000 | 64636 | RIGHT FRONT
4646 | TENSWEEP LN | 43054-8917 | Active | T258874 | wilkins | 720A | PVB | 1.000 | 64677 | 20' EAST OF FRONT DOOR
4658 | TENSWEEP LN | 43054-8917 | Active | 0000004860 | FEBCO | 765 | PVB | 1.000 | 64713 | LEFT SIDE OF HOUSE
4670 | TENSWEEP LN | 43054-8917 | Active | W149923 | WILKINS | 975XLBMS | RP | 0.750 | 64753 | MECH ROOM BOTTOM OF STAIRS
4670 | TENSWEEP LN | 43054-8917 | Active | 151782 | WATTS | 009M3QT | RP | 0.750 | 3625084 | INSIDE CRAWL SPACE OPENING ON RIGHT SIDE (EAST)
1727 | TERMINI DR | 43026 | Active | YG-0252 | AMES | COLT 400 | RP | 4.000 | 3653614 | pump house room
1727 | TERMINI DR | 43026 | Active | WC-1717 | AMES | 300-GV | DCDA | 6.000 | 3653615
1727 | TERMINI DR | 43026 | Active | 68951 | AMES | 2000BM3 | DC | 0.750 | 3653616
1727 | TERMINI DR | 43026 | LPS - Active |  |  |  | LPC |  | 3658189 | DOMESTIC PUMP - PUMP HOUSE
435 | TERNSTEDT LN | 43228-2128 | Active | 295643 | WATTS | 909M1QT | RP | 2.000 | 63781 | JANITORS CLOSET BY WATER METER
720 | TERRA CT | 43085 | Active | EAE7509 | WILKINS | 720A | PVB | 0.750 | 3657667
732 | TERRA CT | 43085 | Active | 044048 | WATTS | LF800M4 | PVB | 0.750 | 3626823 | RIGHT SIDE OF HOUSE
735 | TERRA CT | 43085 | Active | 988922 | WATTS | LF800M4 | PVB | 1.000 | 3639101 | RIGHT SIDE OF HOUSE
746 | TERRA CT | 43085 | Active | 007924 | WATTS | 800M4 | PVB | 1.000 | 3640908 | RIGHT SIDE OF HOUSE
749 | TERRA CT | 43085 | Active | 000101 | WATTS | LF800M4QT | PVB | 1.000 | 3639373 | RIGHT SIDE OF HOUSE
758 | TERRA CT | 43085 | Active | 000110 | WATTS | 800M4QT | PVB | 1.000 | 3639420 | LEFT SIDE OF HOUSE
763 | TERRA CT | 43085 | Active | 017587 | WATTS | 800M4 | PVB | 1.000 | 3646969 | RIGHT FRONT
129 | TERRACE PARK DR | 43235-6701 | Active | G251953 | WILKINS | 720A | PVB | 0.750 | 99823 | RIGHT FRONT
1302 | TERRACE PARK DR | 43235-6701 | Active | F024152 | WILKINS | 720A | PVB | 0.750 | 98314 | RIGHT SIDE OF HOUSE
1310 | TERRACE PARK DR | 43235 | Active | T374434 | WILKINS | 720A | PVB | 1.000 | 97587 | Right Side
1326 | TERRACE PARK DR | 43235-6701 | Active | H427772 | FEBCO | 765 | PVB | 1.000 | 91527 | RIGHT OF HOUSE SIDE
1285 | TERRANCE PARK DR | 43235-6702 | Active | H024305 | FEBCO | 765 | PVB | 0.750 | 99514 | LEFT SIDE
1168 | TESSIER DR | 43235 | Active | H592695 | FEBCO | 765 | PVB | 0.750 | 98901 | LEFT SIDE OF HOUSE
1343 | TESSIER DR | 43235-6734 | Replaced | REPG151943 | WILKINS | 720A | PVB | 0.750 | 98309 | REPLACED- RIGHT SIDE
1343 | TESSIER DR | 43235-6734 | Active | CB636606 | WILKINS | 720A | PVB | 0.750 | 3609539 | RIGHT FRONT
1344 | TESSIER DR | 43235-6735 | Replaced | REPT146511 | WILKINS | 720A | PVB | 0.750 | 95159 | REPLACED- LEFT FRONT
1344 | TESSIER DR | 43235-6735 | Active | T191714 | WILKINS | 720A | PVB | 0.750 | 3611346 | LEFT FRONT
540 | TETERIDGE RD | 43214-2962 | Active | T329972 | WILKINS | 720A | PVB | 1.000 | 91457 | FRONT OF HOUSE
557 | TETERIDGE RD | 43214-2961 | Active | 655772 | WATTS | 800M4QT | PVB | 1.000 | 67314 | WEST SIDE
571 | TETERIDGE RD | 43214-2961 | Active | HD69260 | FEBCO | 765 | PVB | 1.000 | 89158 | BACK OF HOUSE
635 | TETERIDGE RD | 43214-2961 | Active | 7821 | FEBCO | 765 | PVB | 1.000 | 69752 | RIGHT SIDE OF HOUSE
649 | TETERIDGE RD | 43214-2961 | Active | CB030145 | WILKINS | 720A | PVB | 0.750 | 103850 | BACK OF HOUSE
452 | TETFORD RD | 43220-4263 | Active | 113109 | WATTS | 800M4QT | PVB | 1.000 | 64280 | FRONT OF HOUSE LEFT UNDER WINDOW
4529 | TETFORD RD | 43220-4262 | Active | F031603 | WILKINS | 720A | PVB | 0.750 | 97798 | FRONT AT LEFT OF FRONT DOOR
4540 | TETFORD RD | 43220-4263 | Active | HH99061 | FEBCO | 765 | PVB | 1.000 | 64316 | LEFT SIDE OF HOUSE
6026 | TETLIN FIELD DR | 43054-8664 | Active | A153566 | WILKINS | 720A | PVB | 0.750 | 88608 | LEFT SIDE OF HOUSE
6057 | TETLIN FIELD DR | 43054-8668 | Active | t204961 | WILKINS | 720-a | PVB | 0.750 | 3582486
6138 | TETLIN FIELD DR | 43054-8612 | Active | T481147 | WILKINS | 720A | PVB | 0.750 | 3544693 | RIGHT SIDE
1835 | TEWKSBURY RD | 43221-3832 | Active | G245799 | WILKINS | 720A | PVB | 0.750 | 98777 | LEFT SIDE OF HOUSE
1850 | TEWKSBURY RD | 43221-3833 | Replaced | REP3213258 | WILKINS | 975XLBMS | RP | 0.750 | 97391 | REPLACED- FRONT LEFT SIDE
1850 | TEWKSBURY RD | 43221-3833 | Active | 4083100 | WILKINS | 975XLBMS | RP | 0.750 | 3609764 | FRONT LEFT SIDE
1860 | TEWKSBURY RD | 43221-3833 | Active | T223718 | Wilkins | 720A | PVB | 0.750 | 97195 | FRONT OF HOUSE
1870 | TEWKSBURY RD | 43221-3833 | Active | T146711 | WILKINS | 720 | PVB | 0.750 | 3544732 | FRONT OF HOUSE
1880 | TEWKSBURY RD | 43221-3833 | Active | CB288731 | WILKINS | 720A | PVB | 0.750 | 99018 | FRONT OF HOUSE LEFT OF FRONT DOOR
1894 | TEWKSBURY RD | 43221-3833 | Active | 68747 | WATTS | 800QT | PVB | 1.000 | 56535 | RIGHT SIDE REAR
1911 | TEWKSBURY RD | 43221-4217 | Active | T024006 | WILKINS | 720A | PVB | 1.000 | 96397 | front of house
1914 | TEWKSBURY RD | 43221-4218 | Active | T458803 | WILKINS | 720A | PVB | 0.750 | 56613 | FRONT OF HOUSE
1936 | TEWKSBURY RD | 43221-4218 | Active | T084909 | WILKINS | 720A | PVB | 0.750 | 101950 | RIGHT SIDE
2131 | TEWKSBURY RD | 43221-4026 | Active | EAA0502 | WILKINS | 720A | PVB | 0.750 | 94762 | LEFT SIDE OF HOUSE
2224 | TEWKSBURY RD | 43221-4015 | Active | T131857 | WILKINS | 720A | PVB | 0.750 | 102955 | LEFT SIDE OF HOUSE
2240 | TEWKSBURY RD | 43221-4015 | Active | T230809 | WILKINS | 720A | PVB | 0.750 | 3544756 | FRONT OF THE HOUSE
430 | THACKERAY AVE | 43085-3002 | Replaced | REPT082622 | WILKINS | 720A | PVB | 1.000 | 63567 | REPLACED- WEST SIDE OF HOUSE
430 | THACKERAY AVE | 43085-3002 | Active | F087525 | WILKINS | 720A | PVB | 1.000 | 3609951 | WEST SIDE OF HOUSE
440 | THACKERAY AVE | 43085-3002 | Active | T303309 | WILKINS | 720A | PVB | 0.750 | 3544758 | REAR
475 | THACKERAY AVE | 43085-3003 | Active | T247529 | WILKINS | 720 | PVB | 1.000 | 64948 | LEFT SIDE OF HOUSE
482 | THACKERAY AVE | 43085-3004 | Active | G262952 | WILKINS | 720A | PVB | 1.000 | 65148 | LEFT SIDE OF HOUSE
487 | THACKERAY AVE | 43085-3003 | Active | A174581 | WILKINS | 720A | PVB | 1.000 | 87301 | RIGHT FRONT
575 | THISTLEVIEW DR | 43035-8646 | Active | H536005 | FEBCO | 765 | PVB | 0.750 | 97026 | RIGHT FRONT
194 | THISTLEWOOD CT | 43235-5007 | Active | AD4870 | FEBCO | 765 | PVB | 0.750 | 91181 | FRONT HOUSE RIGHT OF FRONT DOOR
1967 | THISTLEWOOD CT | 43235-5007 | Active | DL8544 | FEBCO | 765 | PVB | 1.000 | 101026 | BACK OF HOUSE
1968 | THISTLEWOOD CT | 43235-5007 | Active | T481083 | WILKINS | 720A | PVB | 0.750 | 3544868 | RIGHT SIDE
1976 | THISTLEWOOD CT | 43235-5007 | Active | AB3186 | FEBCO | 765 | PVB | 1.000 | 88133 | RIGHT SIDE FRONT
2053 | THISTLEWOOD DR | 43235-5010 | Active | CB748098 | WILKINS | 720A | PVB | 0.750 | 57116 | LEFT SIDE OF HOUSE
2056 | THISTLEWOOD DR | 43235-5008 | Active | CB440184 | WILKINS | 720A | PVB | 0.750 | 3544885 | LEFT SIDE OF HOUSE
2067 | THISTLEWOOD DR | 43235-5010 | Active | T154995 | WILKINS | 720A | PVB | 1.000 | 102591 | RIGHT FRONT
2075 | THISTLEWOOD DR | 43235-5010 | Active | T363445 | WILKINS | 720A | PVB | 0.750 | 101025 | LEFT SIDE OF HOUSE
2109 | THISTLEWOOD DR | 43235-4275 | Active | H099874 | FEBCO | 765 | PVB | 1.000 | 57315 | RIGHTSIDE OF HOUSE
3979 | THISTLEWOOD DR | 43123-9048 | Active | 2862145 | WILKINS | 975XLBMS | RP | 0.750 | 95640 | IN RESTROOM
3995 | THISTLEWOOD DR | 43123-9048 | Active | 2862147 | WILKINS | 975XLBMS | RP | 0.750 | 95639 | BY FRONT ENTRANCE
4001 | THISTLEWOOD DR | 43123-9048 | Active | 2862159 | WILKINS | 975XLBMS | RP | 0.750 | 95638 | BY FRONT ENTRANCE
4021 | THISTLEWOOD DR | 43123-9048 | Active | A74186 | WATTS | 009M2QT | RP | 1.000 | 97319 | BY METER
4021 | THISTLEWOOD DR | 43123-9048 | Active | 2862440 | WILKINS | 975XLBMS | RP | 1.000 | 97359 | BY METER
3721 | THISTLEWOOD DR UNIT B | 43123-8123 | Active | W341658 | WILKINS | 975XLBMS | RP | 0.750 | 87923 | INSIDE RIGHT FRONT DOOR
3033 | THOBURN RD | 43221 | Not Required by DOW | 3358209 | WILKINS | 975XL2 | RP | 1.000 | 99331 | SOUTH MECHANICAL ROOM ABOVE CHILLED WATER PUMPS
3033 | THOBURN RD | 43221 | Not Required by DOW | 3358194 | WILKINS | 975XL2 | RP | 1.000 | 99337 | SOUTH MECHANICAL ROOM ABOVE HEATING WATER PUMPS
3033 | THOBURN RD | 43221 | Active | 1710470310 | AMES | 3000SS | DCDA | 6.000 | 100273 | in pit at 3094 GRIGGSVIEW RD
3033 | THOBURN RD | 43221 | Active | 15893 | WATTS | 007M1PCQT | DC | 0.750 | 100274 | IN PIT BY 3094 GRIGGSVIEW CT
3033 | THOBURN RD | 43221 | Active | 1236630310 | AMES | 4000SS | RP | 3.000 | 100275 | IN HOT BOX AT END OF GRIGGSVIEW RD
3118 | THOMAS AVE | 43123-2330 | Active | H0C3101 | FEBCO | 765 | PVB | 0.750 | 94766 | RIGHT SIDE
865 | THOMAS JOSEPH LN | 43235 | Active | 337170 | WILKINS | 720A | PVB | 0.750 | 99484 | RIGHT FRONT
873 | THOMAS JOSEPH LN | 43235-5148 | Active | A135619 | WILKINS | 720A | PVB | 0.750 | 74228 | WEST SIDE RIGHT
874 | THOMAS JOSEPH LN | 43235-5149 | Active | 236940 | WATTS | 800QT | PVB | 0.750 | 87170 | EAST SIDE OF RESIDENCE RIGHT SIDE
881 | THOMAS JOSEPH LN | 43235-5148 | Active | F022833 | WILKINS | 720A | PVB | 0.750 | 86962 | EASTSIDE
882 | THOMAS JOSEPH LN | 43235 | Active | 010443 | WATTS | 800M4FR | PVB | 1.000 | 3603082 | RIGHT SIDE
889 | THOMAS JOSEPH LN | 43235 | Active | 790388 | WATTS | 800M2QT | PVB | 1.000 | 102692 | RIGHT SIDE
890 | THOMAS JOSEPH LN | 43235-5149 | Active | 207371 | WATTS | 800QT | PVB | 0.750 | 87171 | WEST SIDE OF RESIDENCE
897 | THOMAS JOSEPH LN | 43235 | Active | T041376 | WILKINS | 720A | PVB | 0.750 | 101134 | RIGHT SIDE
898 | THOMAS JOSEPH LN | 43235 | Active | 792271 | WATTS | 800M4QT | PVB | 1.000 | 102494 | RIGHT SIDE
905 | THOMAS JOSEPH LN | 43235-5148 | Active | A072795 | WILKINS | 720A | PVB | 0.750 | 87164 | N W CORNER RIGHT SIDE
906 | THOMAS JOSEPH LN | 43235 | Active | T034540 | WILKINS | 720A | PVB | 0.750 | 100307 | RIGHT SIDE OF HOUSE (EAST)
913 | THOMAS JOSEPH LN | 43235-5148 | Active | G045356 | WILKINS | 720A | PVB | 0.750 | 87163 | RIGHT SIDE
921 | THOMAS JOSEPH LN | 43235-5148 | Active | 242500 | WATTS | 800M2QT | PVB | 0.750 | 87172 | LEFT SIDE
929 | THOMAS JOSEPH LN | 43235-5148 | Active | G045248 | WILKINS | 720A | PVB | 0.750 | 88624 | RIGHT SIDE OF HOUSE
930 | THOMAS JOSEPH LN | 43235 | Active | 782315 | WATTS | 800M4QT | PVB | 1.000 | 101112 | LEFT SIDE OF HOUSE
933 | THOMAS JOSEPH LN | 43235- | Active | 3576636 | WILKINS | 975XL | RP | 0.750 | 74681 | S.E.CORNER OF THOMAS JOE LANE AND LINWORTH
804 | THOMAS LN | 43214-3904 | Active | 4913 | FEBCO | 765 | PVB | 1.000 | 73242 | FRONT OF HOUSE
107 | THOMAS LN | 43220-5047 | Active | 107261 | AMES | 2000SS | DC | 3.000 | 53770 | BASEMENT S. WALL MECH ROOM
1070 | THOMAS LN | 43220-5047 | Not Required by DOW | 1144091 | WILKINS | 975 | RP | 0.750 | 53771 | WTR MTR ROOM IN EXISTING BLDG BASEMENT
1070 | THOMAS LN | 43220-5047 | Active | L72631 | WILKINS | 375 | RP | 3.000 | 53772 | STORAGE/MECHANICAL ROOM
1070 | THOMAS LN | 43220-5047 | Not Required by DOW | 3637424 | WILKINS | 975XL2 | RP | 0.750 | 3610005 | OUTSIDE CLASSROOM on exterior front lower wall
1088 | THOMAS LN | 43220-5047 | Active | H656509 | FEBCO | 765 | PVB | 0.750 | 100128 | FRONT OF HOUSE- shutoff in basement
4998 | THOMPSON RD | 43230 | Removed | 58732REM | WATTS | 009QT | RP | 0.750 | 65566 | REMOVED-BY METER PIT NORTH WEST CORNER OF GREENSBURY DR.AND THOMPSON RD.
4998 | THOMPSON RD | 43230 | Active | 3690189 | WILKINS | 975LX | RP | 0.750 | 3632478 | NW THOMPSON & GREEBURY AT METER BOX INSIDE FENCE
5055 | THOMPSON RD | 43230-6336 | Active | 4110967 | AMES | 4000SS | RP | 2.500 | 65882 | KITCHEN MECHANICAL ROOM
5055 | THOMPSON RD | 43230-6336 | Due Install |  |  |  | DCDA | 6.000 | 3635523 | ON FIRE LINE
5064 | THOMPSON RD | 43230- | Active | 1092800303 | AMES | 4000SS | RP | 3.000 | 65897 | HOT BOX NEXT TO METER PIT
5064 | THOMPSON RD | 43230- | Active | 1241420303 | AMES | 3000SS | DCDA | 8.000 | 65898 | METER PIT
5064 | THOMPSON RD | 43230- | Active | 29802 | AMES | 2000SS | DC | 0.750 | 65899 | METER PIT
5064 | THOMPSON RD | 43230- | Not Required by DOW | H379853 | FEBCO | 765 | PVB | 0.750 | 94457 | REAR OF BLDG - 4150 WINDSOR BRIDGE
5121 | THOMPSON RD | 43230 | Active | LI-2001 | WATTS | 957 | RP | 3.000 | 101801 | METER ROOM ON 4120 QUENTIN BLVD
5121 | THOMPSON RD | 43230 | Active | 1143120911 | WATTS | 774DCDA | DCDA | 6.000 | 101802 | RISER ROOM
5121 | THOMPSON RD | 43230 | Active | 18147 | WATTS | 007M1QT | DC | 0.750 | 101803 | RISER ROOM
5121 | THOMPSON RD | 43230 | Not Required by DOW | 3551606 | WILKINS | 975XL | RP | 2.000 | 101804 | METER BUILDING
5158 | THOMPSON RD | 43230- | Active | 1136571204 | AMES | 4000SS | RP | 3.000 | 66193 | HOT BOX ON THOMPSON RD
5158 | THOMPSON RD | 43230- | Active | 1370790804 | AMES | 3000SS | DCDA | 8.000 | 66194 | FRONT OF COMPLEX ON THOMPSON RD IN PIT
5158 | THOMPSON RD | 43230- | Active | 39954 | AMES | 2000SS | DC | 0.750 | 66195 | FRONT OF COMPLEX ON THOMPSON RD IN PIT
5225 | THOMPSON RD | 43230- | Not Required by DOW | H10486 | FEBCO | 825Y | RP | 1.500 | 66453 | CORNER OFF ALDERGLEN DRIVE AND NORWAY GLENN AVENUE
5225 | THOMPSON RD | 43230- | Not Required by DOW | 610122 | WATTS | 800QT | PVB | 1.000 | 89298 | 4023 Redroyal Ave southside of house
5225 | THOMPSON RD | 43230- | Not Required by DOW | t240825 | WILKINS | 720A | PVB | 0.750 | 101275 | RIGHT SIDE OF HOUSE AT 6267 NORWAY GLEN AVE
5225 | THOMPSON RD | 43230- | Active | ME0856 | WATTS | 957 | RP | 6.000 | 101991 | HOT BOX CORNER NORWAY GLENN AND ALDER GLENN
5225 | THOMPSON RD | 43230- | Not Required by DOW | F006235 | WILKINS | 720A | PVB | 0.750 | 3604196 | 6232 WHITESPIRE DR, WEST SIDE BY A/C
5225 | THOMPSON RD | 43230- | Not Required by DOW | CB243216 | WILKINS | 720A | PVB | 0.750 | 3630267 | 4023 REDROYAL AVE
5378 | THOMPSON RD | 43230 | Active | WA-1588 | AMES | COLT 400 | RP | 3.000 | 3652973 | HOTBOX SW OF 4110 MINDY MARIE WAY
5378 | THOMPSON RD | 43230 | Active | VK-0413 | AMES | 500GV | RPDA | 6.000 | 3652974 | HOTBOX SW OF 4110 MINDY MARIE WAY
5378 | THOMPSON RD | 43230 | Active | 91283 | WATTS | LF919QT | RP | 0.750 | 3652975 | HOTBOX SW OF 4110 MINDY MARIE WAY
5409 | THOMPSON RD | 43203 | Active | PH1877 | AMES | 4000CIV | RP | 8.000 | 3615259 | ALBANY GLEN-PHASE 2
5484 | THOMPSON RD | 43230 | Not Required by DOW | H01068 | FEBCO | 860U | RP | 2.000 | 103613 | MECHANICAL ROOM
5484 | THOMPSON RD | 43230 | Not Required by DOW | 44949 | WATTS | 919QT | RP | 1.000 | 3603692 | 4109 CLIFTON PARK CIRCLE, CAR WASH/MECHANICAL ROOM
5484 | THOMPSON RD | 43230 | Not Required by DOW | 51533 | WATTS | 919AQT | RP | 0.750 | 3603693 | 4123 PALMER PARK CIRCLE E, SWIMMING POOL FILTERS, MECHANICAL ROOM
5484 | THOMPSON RD | 43230 | Active | NA-1304 | WATTS | 957 | RP | 3.000 | 3604074 | METER HOUSE AT ENTRANCE AT WATER METER
5484 | THOMPSON RD | 43230 | Active | 21000 | WATTS | 007M1PCQT | DC | 0.750 | 3604075 | MEGER HOUSE AT ENTRANCE
5484 | THOMPSON RD | 43230 | Active | 1807380513 | AMES | 3000CIV | DCDA | 6.000 | 3604076 | METER HOUSE AT ENTRANCE
5486 | THOMPSON RD | 43230 | Not Required by DOW | H00980 | FEBCO | 860U | RP | 2.000 | 103643 | MECHANICAL ROOM
5486 | THOMPSON RD | 43230 | Not Required by DOW | 44950 | WATTS | 919QT | RP | 1.000 | 3603694 | 6433 PALMER PARK CIRCLE N, CAR WASH/MECHANICAL ROOM
5486 | THOMPSON RD | 43230 | Active | NE0420 | WATTS | 957 | RP | 3.000 | 3604078 | IN METER HOUSE AT ENTRANCE AT WATER METER
5486 | THOMPSON RD | 43230 | Active | 33651 | WATTS | 007M1QT | DC | 0.750 | 3604079 | METER HOUSE AT ENTRANCE
5486 | THOMPSON RD | 43230 | Active | 1807500513 | AMES | 3000SS | DCDA | 6.000 | 3604080 | METER HOUSE AT ENTRANCE
5691 | THOMPSON RD | 43230-1345 | Active | 116496 | WATTS | 709 | DC | 6.000 | 67615 | FIRE PROTECTION PIT BY THOMPSON ROAD
5691 | THOMPSON RD | 43230-1345 | Active | 17747 | WILKINS | 975 | RP | 4.000 | 67616 | MECHANICAL ROOM
5691 | THOMPSON RD | 43230-1345 | Active | 31920 | WATTS | 007QT | DC | 0.750 | 67617 | FIRE PROTECTION PIT BY THOMPSON RD
5691 | THOMPSON RD | 43230-1345 | Not Required by DOW | 506895 | WILKINS | 975 | RP | 2.000 | 67618 | MECHANICAL ROOM
5691 | THOMPSON RD | 43230-1345 | Not Required by DOW | 14528 | WATTS | 919QT | RP | 1.500 | 100777 | RISER ROOM BY DEDUCT METER
5700 | THOMPSON RD | 43230-1348 | Active | 287618 | WATTS | 909QT | RP | 1.000 | 67660 | SE CORNER AT METER TURFCARE
5700 | THOMPSON RD | 43230-1348 | Not Required by DOW | 20925 | WATTS | 919AQT | RP | 1.000 | 96955 | SECOND DOOR IN SHOP GARAGE
5700 | THOMPSON RD | 43230-1348 | Not Required by DOW | 253630 | WATTS | LF009M2QT | RP | 2.000 | 97536 | outside shower building
894 | THORNAPPLE GRV | 43119-8610 | Active | CD3122 | FEBCO | 765 | PVB | 0.750 | 74411 | LEFT HAND SIDE
339 | THORNAPPLE N CIR | 43231- | Active | ABF2036 | WILKINS | 975XL | RP | 0.750 | 60584 | 4340 THORNAPPLE CIRCLE E, FURNANCE ROOM
3398 | THORNAPPLE N CIR | 43231- | Due Install |  |  |  | RP | 6.000 | 3635278
823 | THORNCREST CT | 43119-8822 | Active | 516885 | WILKINS | 720A | PVB | 0.750 | 3545216 | LEFT SIDE OF THE HOUSE
630 | THORNCREST DR | 43119-8824 | Active | CB607656 | WILKINS | 720A | PVB | 0.750 | 100326 | OUTSIDE LEFT SIDE OF HOUSE
6321 | THORNCREST DR | 43119-8827 | Active | 247910 | WATTS | 800QT | PVB | 0.750 | 69659
6333 | THORNCREST DR | 43119-8827 | Active | CB288761 | WILKINS | 720A | PVB | 0.750 | 69733 | RIGHT SIDE OF HOUSE - OUTSIDE
6336 | THORNCREST DR | 43119-8824 | Active | 68738 | WATTS | 800M4 | PVB | 1.000 | 94768 | WEST SIDE OF HOUSE
6347 | THORNCREST DR | 43119-8827 | Active | cab48865 | WILKINS | 720A | PVB | 0.750 | 69750 | LEFT SIDE OF HOUSE
6347 | THORNCREST DR | 43119-8827 | Active | 4095558 | WILKINS | 975 | RP | 0.750 | 3611381 | In the basement at the sump pump
6355 | THORNCREST DR | 43119-8827 | Active | T93627 | WILKINS | 720A | PVB | 0.750 | 69769 | RIGHT HAND SIDE
6360 | THORNCREST DR | 43119-8824 | Active | T372328 | WILKINS | 720A | PVB | 0.750 | 3545231 | LEFT SIDE
6363 | THORNCREST DR | 43119-8827 | Active | H178488 | FEBCO | 765 | PVB | 1.000 | 69788 | RIGHT HAND SIDE OF HOUSE
6369 | THORNCREST DR | 43119-8827 | Active | G281120 | WILKINS | 720A | PVB | 1.000 | 69801 | SIDES OF BUILDING
4938 | THORNHILL LN | 43017 | Active | 395606 | WATTS | LF009M3QT | RP | 0.750 | 65460 | SE CORNER OF BASEMENT BY WATER SOFTNER
836 | THORNVIEW DR | 43119-8616 | Active | T424183 | Wilkins | 720A | PVB | 0.750 | 3545389 | RIGHT SIDE
848 | THORNVIEW DR | 43119-8616 | Active | CB547229 | WILKINS | 720A | PVB | 0.750 | 87535 | RIGHT FRONT CORNER
725 | THURBER E DR | 43215- | Active | 20739 | WATTS | 919QT | RP | 0.750 | 96553 | OUTSIDE BESIDE SIDEWALK ON THURBER
725 | THURBER E DR | 43215- | Active | 17530 | WATTS | LF009M2QT | RP | 1.500 | 3607756 | HOT BOX BY FOUNTAIN
764 | THURBER E DR | 43215 | Removed | REM273205 | WATTS | LF009M2QT | RP | 1.000 | 3653886 | HOT BOX
764 | THURBER E DR | 43215 | Removed | REMWE-0032 | AMES | 300GV | DCDA | 4.000 | 3653887 | HOT BOX NORTH OF DRIVE
764 | THURBER E DR | 43215 | Removed | REM68971 | AMES | 2000BM3 | DC | 0.750 | 3653888 | HOT BOX
764 | THURBER E DR | 43215 | Active | YE-2122 | WATTS | 957 | RP | 4.000 | 3657985 | PUMP ROOM, WEST SIDE OUTSIDE DOOR.. TO RIGHT OF ELEVATOR OFF LOBBY AS WELL
764 | THURBER E DR | 43215 | Active | 11053941123 | AMES | 3000SS | DCDA | 6.000 | 3658042 | PUMP ROOM, WEST SIDE OUTSIDE DOOR.. RIGHT OF ELEVATOR OFF OF LOBBY ALSO
764 | THURBER E DR | 43215 | Active | 33697 | WATTS | 007M1-QT | DC | 0.750 | 3658043 | PUMP ROOM, WEST SIDE OUTSIDE DOOR...R OF ELEVATOR OFF OF LOBBY ALSO
764 | THURBER E DR | 43215 | LPS - Active |  |  |  | LPC |  | 3658712 | DOMESTIC PUMP - PUMP ROOM, WEST SIDE OUTSIDE DOOR
753 | THURBER W DR | 43215 | Active | PB-1510 | WATTS | 957 | RP | 3.000 | 3613299 | MECH/RISER ROOM E SIDE OF GARAGES N OF 741 AT WATER METER
753 | THURBER W DR | 43215 | Active | 23663 | WATTS | 007M1QT | DC | 0.750 | 3615314 | MECH/RISER ROOM E SIDE OF GARAGES N OF 741
753 | THURBER W DR | 43215 | Not Required by DOW | 398211 | WILKINS | 975XL2 | RP | 1.500 | 3615315 | SPRINKLER ROOM E SIDE OF GARAGES
753 | THURBER W DR | 43215 | Active | 1157420215 | WATTS | 774DCDA | DCDA | 6.000 | 3615316 | MECH/RISER ROOM E SIDE OF GARAGES
920 | THURBER W DR | 43215-1247 | Not Required by DOW | 13870 | WATTS | 909QT | RP | 0.750 | 74604 | BOILER ROOM BASEMENT CEILING
920 | THURBER W DR | 43215-1247 | Active | AMA08355 | WILKINS | 975XL3 | RP | 2.000 | 75074 | IN LOWER MECH ROOM ABOVE MAIN BACKFLOW PREVENTER (ON BYPASS)
920 | THURBER W DR | 43215-1247 | Active | 1793 | AMES | 2000CIV | DC | 4.000 | 75075 | IN LOWER MECH ROOM NEXT TO MAIN WATER
920 | THURBER W DR | 43215-1247 | Active | FK-2427 | WATTS | 957 | RP | 3.000 | 75076 | BOILER ROOM, LOWER MECH ROOM, MAIN BACKFLOW
920 | THURBER W DR | 43215-1247 | Not Required by DOW | 82281 | WATTS | 009M3QT | RP | 0.750 | 90658 | in kitchen in front by entry door, soap dispenser for pan washing sink
920 | THURBER W DR | 43215-1247 | Not Required by DOW | 01004 | WATTS | U009PCQT | RP | 0.500 | 90659 | back of kitchen next to disposal, cool down water feed for dishwasher
126 | THURELL RD | 43229-5167 | Active | H203185 | FEBCO | 765 | PVB | 0.750 | 97449 | LEFT HOUSE
66 | THURMAN AVE | 43206-2657 | Not Required by DOW |  |  |  | RP |  | 3545604
79 | THURMAN AVE | 43206-2685 | Removed | 39225REM | WATTS | 007DCDA | DCDA | 0.750 | 72955 | REMOVED - BASEMENT
79 | THURMAN AVE | 43206-2685 | Active | 191560717 | AMES | 3000SS | DCDA | 6.000 | 72956 | BASEMENT
79 | THURMAN AVE | 43206-2685 | Active | 26867 | WATTS | 007M1QT | DC | 0.750 | 72957 | NEXT TO WATER METER IN BASEMENT
79 | THURMAN AVE | 43206-2685 | Not Required by DOW | 116080 | WATTS | 009PCQT | RP | 0.500 | 103771 | BASEMENT
79 | THURMAN AVE | 43206-2685 | Active | 796113 | WILKINS | 975XL2 | RP | 2.000 | 3632985 | NEXT TO WATER METER IN BASEMENT
11 | THURMAN AVE | 43206-2657 | Active | EAK6702 | WILKINS | 720A | PVB | 0.750 | 3545617 | RT CTR
121 | THURMAN AVE | 43206-2656 | Active | 437262 | WATTS | 909M1QT | RP | 1.500 | 54307 | BOTTOM OF STAIRS IN CLOSET BY PAY PHONE
147 | THURMAN AVE | 43206-2689 | Due Install |  |  |  | RP | 0.750 | 3545619
156 | THURMAN AVE | 43206-2630 | Active | T299992 | WILKINS | 720A | PVB | 0.750 | 3545621 | RIGHT SIDE OF THE HOUSE BEHIND LOCKED GATE
160 | THURMAN AVE | 43206-2630 | Removed | 51823REM | WATTS | 009QT | RP | 1.000 | 55522 | REMOVED-IN BASEMENT
160 | THURMAN AVE | 43206-2630 | Active | T295488 | WILKINS | 720A | PVB | 0.750 | 3630216 | RIGHT CORNER OF THE HOUSE LEFT OF FRONT DOOR
164 | THURMAN AVE | 43206-2630 | Active | 336813 | WATTS | 800CMQT | PVB | 0.750 | 101389 | LEFT SIDE
181 | THURMAN AVE | 43206-2629 | NULL | [5 empty] | 3545630
189 | THURMAN AVE | 43206-2629 | Due Install |  |  |  | RP | 0.750 | 3545635
197 | THURMAN AVE | 43206-2629 | Active | ABP5819 | WILKINS | 975XL | RP | 0.750 | 3545637
210 | THURMAN AVE | 43206- | Active | 047099 | WATTS | LF009M2QT | RP | 1.500 | 3545640 | AT WATER METER BASEMENT W WALL
216 | THURMAN AVE | 43206-3526 | Active | 047105 | WATTS | LF009M2QT | RP | 1.500 | 3606098 | AT WATER METER BASEMENT S / W CORNER
222 | THURMAN AVE | 43206-3526 | NULL | [5 empty] | 3545644
355 | THURMAN AVE | 43206-3528 | Not Required by DOW | 630565 | WATTS | 909HWQT | RP | 0.750 | 97960 | BASEMENT MECH ROOOM ABOVE CHILLER
355 | THURMAN AVE | 43206-3528 | Active | SH-3906 | WATTS | 957 | RP | 3.000 | 3633397 | BSMNT AT WATER METER BOTTM DEVICE
355 | THURMAN AVE | 43206-3528 | Active | TF-0380 | WATTS | 757 | DC | 2.500 | 3636179 | BSMNT MCH ROOM AT WATER METER TOP DEVICE
360 | THURMAN AVE | 43206 | Active | PL-0850 | AMES | COLT 400 | RP | 4.000 | 3618389 | SMALL BRICK GARAGE SIZE ROOM AT EAST END OF BUILDING
360 | THURMAN AVE | 43206 | Active | PK-1203 | AMES | COLT 300GV | DCDA | 6.000 | 3618390 | MECHANICAL ROOM
360 | THURMAN AVE | 43206 | Active | 40724 | AMES | 2000B | DC | 0.750 | 3618391 | MECHANICAL ROOM
360 | THURMAN AVE | 43206 | Removed | REMQF-0022 | WATTS | 957 | RP | 3.000 | 3619714 | FIRE PUMP RM LOCATED IN BASEMENT S END REMOVED
998 | THURMAN AVE | 43206- | Due Install |  |  |  | RP | 0.750 | 3545796
816 | THURSTON HALL LN | 43054-6001 | Active | CB432123 | WILKINS | 720A | PVB | 0.750 | 3598359
8407 | TIBBERMORE CT | 43017 | Active | 17546 | FEBCO | 765 | PVB | 1.000 | 100901 | BEHIND GARAGE DOOR
8410 | TIBBERMORE CT | 43017 | Active | 29609 | WATTS | 919AQT | RP | 0.750 | 100360 | BASEMENT
8415 | TIBBERMORE CT | 43017 | Active | CB205854 | WILKINS | 720A | PVB | 0.750 | 3624849 | BACK LEFT BY A/C
8429 | TIBBERMORE CT | 43017 | Active | F10540 | FEBCO | 765 | PVB | 1.000 | 73842 | FRONT OF HOUSE
8438 | TIBBERMORE CT | 43017-9721 | Active | FL0873 | FEBCO | 765 | PVB | 1.000 | 73848 | LEFT SIDE OF HOUSE
8441 | TIBBERMORE CT | 43017 | Active | 22428 | WATTS | 800QT | PVB | 1.000 | 73862 | RIGHT SIDE OF HOUSE
3546 | TILLBURY AVE | 43220-5051 | Active | T131827 | WILKINS | 720A | PVB | 0.750 | 102994 | FRONT OF HOUSE
3581 | TILLBURY AVE | 43220-5050 | Active | T652876 | WILKINS | 720A | PVB | 1.000 | 94770 | LEFT FRONT OF HOUSE
5966 | TIMBER DR | 43213-2132 | Active | T097486 | wilkins | 720A | PVB | 1.000 | 68423 | SW CORNER OF HOUSE
5979 | TIMBER DR | 43213-2131 | Active | cb992671 | WILKINS | 720A | PVB | 1.000 | 68456 | RIGHT SIDE
5990 | TIMBER DR | 43213-2132 | Active | 42877 | FEBCO | 765 | PVB | 1.000 | 68484 | LEFT SIDE OF HOUSE
1872 | TIMBER HAVEN CT | 43123 | Active | T391108 | WILKINS | 720 | PVB | 0.750 | 3601467 | LEFT SIDE
1882 | TIMBER HAVEN CT | 43123 | Active | CB288661 | WILKINS | 720A | PVB | 0.750 | 3602899 | RIGHT SIDE OF HOUSE
1892 | TIMBER HAVEN CT | 43123-7909 | Active | CAA29596 | WILKINS | 720A | PVB | 0.750 | 3599833
1902 | TIMBER HAVEN CT | 43123-7910 | Active | T443534 | WILKINS | 720A | PVB | 0.750 | 95659 | LEFT SIDE
1907 | TIMBER HAVEN CT | 43123 | Active | HHC60582 | FEBCO | 765 | PVB | 0.750 | 103374 | LEFT FRONT
1922 | TIMBER HAVEN CT | 43123 | Active | G242426 | WILKINS | 720A | PVB | 0.750 | 99776 | RIGHT SIDE
1936 | TIMBER HAVEN CT | 43123-7910 | Active | CB992731 | WILKINS | 720A | PVB | 0.750 | 3599838 | LEFT SIDE OF HOUSE
8202 | TIMBER MIST CT | 43017 | Active | t225075 | wilkins | 720a | PVB | 0.750 | 73511 | RIGHT SIDE OF HOUSE
8209 | TIMBER MIST CT | 43017-8673 | Active | CAA46410 | WILKINS | 720A | PVB | 0.750 | 73519 | RIGHT FRONT
8217 | TIMBER MIST CT | 43017-8673 | Active | CB323461 | WILKINS | 720A | PVB | 0.750 | 73542 | LEFT SIDE OF HOUSE
8218 | TIMBER MIST CT | 43017 | Active | 337164 | WILKINS | 720A | PVB | 0.750 | 73546 | LEFT FRONT
8225 | TIMBER MIST CT | 43017-8673 | Active | 586582 | WILKINS | 720A | PVB | 1.000 | 73555 | LT SIDE
8226 | TIMBER MIST CT | 43017-8673 | Active | CB915460 | WILKINS | 720A | PVB | 0.750 | 73562 | RIGHT FRONT
8233 | TIMBER MIST CT | 43017-8673 | Active | 779474 | WILKINS | 720A | PVB | 0.750 | 73574 | RIGHT SIDE OF HOUSE
8241 | TIMBER MIST CT | 43017-8673 | Active | 817251 | WILKINS | 720A | PVB | 0.750 | 73587 | SIDE OF HOUSE
8249 | TIMBER MIST CT | 43017-8673 | Replaced | REP516821 | WILKINS | 720A | PVB | 0.750 | 73595 | REPLACED- LEFT SIDE OF HOUSE
8249 | TIMBER MIST CT | 43017-8673 | Active | H815315 | FEBCO | 765 | PVB | 0.750 | 3610233 | LEFT SIDE OF HOUSE
2415 | TIMBER TRAIL DR | 43224- | Due Install |  |  |  | RP | 6.000 | 3546194
7024 | TIMBERVIEW DR | 43017-1021 | Active | T259155 | WILKINS | 720A | PVB | 1.000 | 71293 | RIGHT FRONT
7041 | TIMBERVIEW DR | 43017-1017 | Active | 203147 | WATTS | 800M4FR | PVB | 0.750 | 71308 | RIGHT SIDE FRONT
7049 | TIMBERVIEW DR | 43017-1017 | Active | H60835 | FEBCO | 765 | PVB | 1.000 | 94771 | LEFT REAR BY A/C
7057 | TIMBERVIEW DR | 43017-1017 | Active | HC0594 | FEBCO | 765 | PVB | 1.000 | 94772 | RIGHT SIDE
7065 | TIMBERVIEW DR | 43017-1017 | Active | 155479 | WATTS | 800QT | PVB | 0.750 | 94773 | FRONT OF HOUSE RIGHT OF FRONT DOOR
7080 | TIMBERVIEW DR | 43017-1019 | Active | 665977 | WATTS | 800M2QT | PVB | 1.000 | 71380 | NORTH SIDE OUTSIDE OF HOUSE
7081 | TIMBERVIEW DR | 43017-1017 | Active | 42161 | WATTS | 800QT | PVB | 0.750 | 71383 | LEFT SIDE HOUSE
7089 | TIMBERVIEW DR | 43017-1017 | Active | F006185 | WILKINS | 720A | PVB | 0.750 | 71397 | LEFT SIDE OF HOUSE
7096 | TIMBERVIEW DR | 43017-1019 | Active | 44788 | WATTS | 800M4 | PVB | 0.750 | 94774 | RIGHT SIDE OF HOUSE
7104 | TIMBERVIEW DR | 43017-1019 | Active | H066547 | FEBCO | 765 | PVB | 0.750 | 71418 | RIGHT SIDE OF HSE CENTER
7105 | TIMBERVIEW DR | 43017-1017 | Active | GO86225 | WILKINS | 720A | PVB | 0.750 | 94775 | RIGHT FRONT
7112 | TIMBERVIEW DR | 43017-1019 | Active | AC4434 | FEBCO | 765 | PVB | 0.750 | 71444 | LEFT SIDE OF HOUSE
7120 | TIMBERVIEW DR | 43017-1019 | Active | A151029 | WILKINS | 720A | PVB | 0.750 | 87433 | LEFT FRONT CORNER OF HOUSE
7128 | TIMBERVIEW DR | 43017-1019 | Active | A151047 | WILKINS | 720A | PVB | 0.750 | 87415 | RIGHT FRONT
7137 | TIMBERVIEW DR | 43017-1017 | Active | 209028 | WILKINS | 720A | PVB | 0.750 | 71484 | OUTSIDE SE CORNER OF HOUSE
6406 | TIMBLE FALLS DR | 43016 | Active | T250452 | WILKINS | 720A | PVB | 0.750 | 3621464 | RIGHT SIDE
6418 | TIMBLE FALLS DR | 43016 | Active | T386198 | WILKINS | 720A | PVB | 0.750 | 3639685 | LEFT FRONT
6459 | TIMBLE FALLS DR | 43016 | Active | T308381 | WILKINS | 720A | PVB | 0.750 | 3625114 | RIGHT SIDE OF HOUSE
6478 | TIMBLE FALLS DR | 43016 | Active | T390805 | WILKINS | 720A | PVB | 0.750 | 3624740 | LEFT FRONT
6483 | TIMBLE FALLS DR | 43016 | Active | T308601 | WILKINS | 720A | PVB | 0.750 | 3623156 | FRONT OF HOUSE
6495 | TIMBLE FALLS DR | 43016 | Active | CB440280 | WILKINS | 720A | PVB | 0.750 | 3628175 | LEFT FRONT
6507 | TIMBLE FALLS DR | 43016 | Active | T304236 | WILKINS | 720A | PVB | 0.750 | 3628250 | Rightside
6519 | TIMBLE FALLS DR | 43016 | Active | T309552 | WILKINS | 720A | PVB | 0.750 | 3624925 | RIGHT FRONT
6531 | TIMBLE FALLS DR | 43016 | Active | T295479 | WILKINS | 720A | PVB | 0.750 | 3625106 | RIGHT FRONT
6543 | TIMBLE FALLS DR | 43016 | Active | CB478588 | WILKINS | 720A | PVB | 0.750 | 3626410 | RIGHT FRONT
6555 | TIMBLE FALLS DR | 43016 | Active | T309550 | WILKINS | 720A | PVB | 0.750 | 3626335 | RIGHT FRONT
6591 | TIMBLE FALLS DR | 43016 | Active | CB357827 | WILKINS | 720A | PVB | 0.750 | 3625027 | LEFT SIDE
6620 | TIMBLE FALLS DR | 43016 | Active | CB492680 | WILKINS | 720A | PVB | 0.750 | 3635038 | RIGHT SIDE OF HOUSE
6632 | TIMBLE FALLS DR | 43016 | Active | CB492688 | WILKINS | 720A | PVB | 0.750 | 3633314 | LEFT FRONT SIDE OF HOUSE
6644 | TIMBLE FALLS DR | 43016-7661 | Active | T310093 | WILKINS | 720A | PVB | 0.750 | 3626330 | RIGHT SIDE
6656 | TIMBLE FALLS DR | 43016 | Active | T307713 | WILKINS | 720A | PVB | 0.750 | 3635349 | RIGHT SIDE
6672 | TIMBLE FALLS DR | 43016 | Active | T307330 | WILKINS | 720A | PVB | 0.750 | 3632712 | RIGHT FRONT SIDE OF HOUSE
6680 | TIMBLE FALLS DR | 43016 | Active | T294392 | WILKINS | 720A | PVB | 0.750 | 3630150 | LEFT SIDE
8142 | TIMBLE FALLS DR | 43016-9496 | Active | 002705 | WATTS | 800M4FR | PVB | 1.000 | 103371 | RIGHT SIDE
8145 | TIMBLE FALLS DR | 43016 | Active | F10529 | FEBCO | 765 | PVB | 1.000 | 73411 | LEFT SIDE
8150 | TIMBLE FALLS DR | 43016 | Active | 337163 | WILKINS | 720A | PVB | 0.750 | 99579 | RIGHT SIDE OF HOUSE
8153 | TIMBLE FALLS DR | 43016 | Active | H037938 | FEBCO | 765 | PVB | 0.750 | 73430 | RIGHT SIDE OF BLDG
8158 | TIMBLE FALLS DR | 43016 | Active | A151170 | WILKINS | 720A | PVB | 0.750 | 73437 | LEFT SIDE CENTER
8211 | TIMBLE FALLS DR | 43016 | Active | T411124 | WILKINS | 720A | PVB | 0.750 | 3641083 | RIGHT FRONT
8219 | TIMBLE FALLS DR | 43016 | Active | CB546699 | WILKINS | 720A | PVB | 0.750 | 3633729 | RIGHT FRONT
8227 | TIMBLE FALLS DR | 43016 | Active | CB653412 | WILKINS | 720A | PVB | 0.750 | 3640902 | LEFT SIDE
8235 | TIMBLE FALLS DR | 43016 | Active | T305737 | WILKINS | 720A | PVB | 0.750 | 3635570 | RIGHT SIDE
8243 | TIMBLE FALLS DR | 43016 | Active | CB602784 | WILKINS | 720A | PVB | 0.750 | 3638518 | RIGHT SIDE OF HOUSE
8246 | TIMBLE FALLS DR | 43016 | Active | T347919 | WILKINS | 720A | PVB | 0.750 | 3640761 | LEFT FRONT
8251 | TIMBLE FALLS DR | 43016 | Active | T348597 | WILKINS | 720A | PVB | 0.750 | 3639232 | RIGHT SIDE
8254 | TIMBLE FALLS DR | 43016 | Active | T327570 | WILKINS | 720A | PVB | 0.750 | 3635864 | LEFT SIDE
8262 | TIMBLE FALLS DR | 43016 | Active | CB492684 | WILKINS | 720A | PVB | 0.750 | 3635225 | RIGHT SIDE
8267 | TIMBLE FALLS DR | 43016 | Active | CAB79193 | WILKINS | 720 | PVB | 0.750 | 3635263 | LEFT SIDE
8278 | TIMBLE FALLS DR | 43016 | Active | T329897 | WILKINS | 720A | PVB | 0.750 | 3635825 | RIGHT FRONT
8286 | TIMBLE FALLS DR | 43016 | Active | CB602730 | WILKINS | 720A | PVB | 0.750 | 3636059 | OUTSIDE RIGHT
8294 | TIMBLE FALLS DR | 43016 | Active | CB598383 | WILKINS | 720A | PVB | 0.750 | 3636058 | RIGHT SIDE
8299 | TIMBLE FALLS DR | 43016 | Active | T386390 | WILKINS | 720A | PVB | 0.750 | 3635482 | LEFT FRONT
8302 | TIMBLE FALLS DR | 43016 | Active | CAA54815 | WILKINS | 720A | PVB | 0.750 | 3635762 | RIGHT SIDE
8307 | TIMBLE FALLS DR | 43016 | Active | CB598428 | WILKINS | 720A | PVB | 0.750 | 3639379 | RIGHT SIDE
8315 | TIMBLE FALLS DR | 43016 | Active | CB630543 | WILKINS | 720A | PVB | 0.750 | 3635262 | LEFT FRONT
5555 | TINLEY PK | 43232 | Active | 1769081211 | AMES | 3000SS | DCDA | 6.000 | 67264 | METER PIT
5555 | TINLEY PK | 43232 | Active | 18800 | WATTS | 007M1QT | DC | 0.750 | 67266 | METER PIT ON MATADA DR PARK TRAILS SUB. APARTMENTS
5555 | TINLEY PK | 43232 | Due Install |  |  |  | RP | 4.000 | 3657959 | METER PIT ON MATADA DR PARK TRAILS SUB. APARTMENTS
7949 | TIPPERARY N CT | 43017- | Active | T223385 | WILKINS | 720A | PVB | 0.750 | 73064 | RIGHT FRONT
7984 | TIPPERARY N CT | 43017 | Active | T385330 | WILKINS | 720A | PVB | 0.750 | 73090 | RIGHT OF FRONT DOOR
7984 | TIPPERARY N CT | 43017 | Active | T390845 | WILKINS | 720A | PVB | 0.750 | 73091 | RIGHT REAR
8003 | TIPPERARY N CT | 43017 | Active | G200676 | WILKINS | 720A | PVB | 1.000 | 73198 | LT SIDE
8020 | TIPPERARY N CT | 43017 | Active | 681794 | WATTS | 800M4QT | PVB | 1.000 | 73215 | FRONT RIGHT FRONT DOOR
7892 | TIPPERARY S CT | 43017 | Active | 674633 | WATTS | 800M4QT | PVB | 1.000 | 72952 | SOUTH SIDE CENTER
7908 | TIPPERARY S CT | 43017 | Active | 99218 | RAINBIRD | 100 | PVB | 1.000 | 72972 | FRONT OF HOUSE LEFT OF FRONT DOOR
7750 | TOKATEE DR | 43147-9828 | Active | HB20513 | FEBCO | 765 | PVB | 0.750 | 91204 | BACK OF HOUSE
6472 | TONBRIDGE ST | 43085-3043 | Active | G024978 | WILKINS | 720A | PVB | 1.000 | 70011 | FRONT AND LEFT OF FRONT DOOR
6505 | TONBRIDGE ST | 43085-3044 | Active | H683798 | FEBCO | 765 | PVB | 0.750 | 70141 | RIGHT FRONT
3400 | TONTI DR | 43016 | Active | 11932 | WATTS | 919AQT | RP | 0.750 | 60622 | BASEMENT
3445 | TONTI DR | 43016 | Active | 099883 | WATTS | 800M4QT | PVB | 1.000 | 60762 | LEFT FRONT
7628 | TONTI N DR | 43016 | Active | T477608 | WILKINS | 720 | PVB | 0.750 | 3546695 | RIGHT FRONT
7686 | TONTI N DR | 43016 | Active | 1779333 | WILKINS | 720A | PVB | 1.000 | 94776 | LEFT SIDE OF HOUSE
5388 | TORCHWOOD E LOOP | 43229- | Active | T424154 | WILKINS | 720A | PVB | 0.750 | 95849 | LEFT SIDE OF HOUSE
2000 | TORONADO ST | 43207-1755 | Active | 4059825 | WILKINS | 975XL | RP | 1.500 | 3546822 | METER ROOM N/W CORNER
2000 | TORONADO ST | 43207-1755 | Active | 757991 | APOLLO | DCDA2LF 4AN | DCDA | 8.000 | 3648584 | METER ROOM N/W CORNER
2000 | TORONADO ST | 43207-1755 | Active | 19268A | APOLLO | SCVLF4A | DC | 0.500 | 3648585 | METER ROOM N/W CORNER
8495 | TORWOODLEE CT | 43017 | Active | H045672 | FEBCO | 765 | PVB | 0.750 | 73904 | FRONT OF HOUSE
8514 | TORWOODLEE CT | 43017 | Active | ABW8526 | WILKINS | 975XL2 | RP | 0.750 | 74011 | BACK OF HOUSE CENTER
8550 | TORWOODLEE CT | 43017 | Active | AG3839 | FEBCO | 765 | PVB | 1.000 | 74054 | FRONT OF HOUSE
8574 | TORWOODLEE CT | 43017 | Active | CAA62610 | WILKINS | 720A | PVB | 1.000 | 74089 | FRONT RIGHT OF DOOR
8575 | TORWOODLEE CT | 43017 | Removed | 818119REM | WATTS | 800M2QT | PVB | 1.000 | 74091 | NORTH SIDE RIGHT REAR
7356 | TOTTENHAM PL | 43054-9442 | Active | 113127 | WATTS | 800M2QT | PVB | 1.000 | 71851 | NORTH SIDE
7424 | TOTTENHAM PL | 43054-9443 | Active | T418234 | WILKINS | 720A | PVB | 0.750 | 71963 | RT SIDE
7442 | TOTTENHAM PL | 43054-9443 | Active | 426964 | WILKINS | 720A | PVB | 0.750 | 71987 | MECH ROOM-WATER METER ROOM
7472 | TOTTENHAM PL | 43054-9443 | Active | 825443 | WILKINS | 720A | PVB | 0.750 | 101225 | LEFT SIDE
7484 | TOTTENHAM PL | 43054-9443 | Active | 576503 | WATTS | 800M4QT | PVB | 1.000 | 72083 | RT SIDE OF HOUSE
7512 | TOTTENHAM PL | 43054-9444 | Active | H025487 | FEBCO | 765 | PVB | 1.000 | 91054 | LEFT SIDE OF HOUSE
6101 | TOURACO DR | 43017-8232 | Replaced | REP24432 | WILKINS | 720A | PVB | 0.750 | 69012 | REPLACED- LT SIDE
6101 | TOURACO DR | 43017-8232 | Active | CB094801 | WILKINS | 720 | PVB | 0.750 | 3609750 | LT SIDE
6117 | TOURACO DR | 43017-8232 | Active | T049554 | WILKINS | 720A | PVB | 0.750 | 100928 | RIGHT SIDE
6125 | TOURACO DR | 43017-8232 | Active | T147396 | WILKINS | 720A | PVB | 0.750 | 103488 | LEFT SIDE OF HOUSE
6133 | TOURACO DR | 43017-8232 | Active | T084766 | WILKINS | 720A | PVB | 0.750 | 69102 | RIGHT SIDE OF HOUSE
6149 | TOURACO DR | 43017-8232 | Active | 319997 | WATTS | 800M4FR | PVB | 0.750 | 69143 | LEFT CENTER WEDGED AT A/C
6126 | TOURNAMENT AVE | 43081-6042 | Active | t380960 | WILKINS | 720A | PVB | 0.750 | 3599114 | LEFT CENTER
1852 | TOURNAMENT WAY | 43123 | Active | CB987049 | WILKINS | 720A | PVB | 0.750 | 3611425 | RIGHT SIDE OF HOUSE
1864 | TOURNAMENT WAY | 43123 | Active | T487748 | WILKINS | 720A | PVB | 0.750 | 3607795 | RIGHT SIDE
1877 | TOURNAMENT WAY | 43123 | Active | T272884 | WILKINS | 720A | PVB | 0.750 | 3619705 | LEFT FRONT
1889 | TOURNAMENT WAY | 43123 | Active | T196817 | WILKINS | 720A | PVB | 0.750 | 3613089 | LEFT SIDE OF THE HOUSE
1924 | TOURNAMENT WAY | 43123 | Active | T411137 | WILKINS | 720A | PVB | 0.750 | 3610131 | RIGHT FRONT
1936 | TOURNAMENT WAY | 43123 | Active | CB393622 | WILKINS | 720A | PVB | 0.750 | 3611869 | RIGHT FRONT
1937 | TOURNAMENT WAY | 43123 | Active | T223823 | WILKINS | 720A | PVB | 0.750 | 3613073 | RIGHT SIDE OF HOUSE
1948 | TOURNAMENT WAY | 43123 | Active | T223621 | WILKINS | 720A | PVB | 0.750 | 3613081 | LEFT SIDE OF HOUSE
1949 | TOURNAMENT WAY | 43123 | Active | T385358 | WILKINS | 720A | PVB | 0.750 | 3615257 | RIGHT FRONT
1961 | TOURNAMENT WAY | 43123 | Active | H849182 | FEBCO | 765 | PVB | 0.750 | 3611794 | RIGHT SIDE OF HOUSE
1973 | TOURNAMENT WAY | 43123 | Active | CB079325 | WILKINS | 720A | PVB | 0.750 | 3610140 | LEFT SIDE OF HOUSE
1999 | TOURNAMENT WAY | 43123 | Active | T240661 | WILKINS | 720A | PVB | 0.750 | 3613524 | LEFT SIDE OF HOUSE
2009 | TOURNAMENT WAY | 43123 | Active | CB921577 | WILKINS | 720 | PVB | 0.750 | 3618440 | LEFT FRONT
2019 | TOURNAMENT WAY | 43123 | Active | T415557 | WILKINS | 720A | PVB | 0.750 | 3616775
2029 | TOURNAMENT WAY | 43123 | Active | T372034 | WILKINS | 720A | PVB | 0.750 | 3618432 | LEFT FRONT
2207 | TOURNAMENT WAY | 43123 | Active | T361281 | WILKINS | 720A | PVB | 0.750 | 3604442 | RIGHT CENTER
8408 | TOURNUS WAY | 43054 | Active | T041366 | WILKINS | 720A | PVB | 0.750 | 100566 | FRONT OF HOME
8418 | TOURNUS WAY | 43054 | Active | H667856 | FEBCO | 765 | PVB | 0.750 | 102698 | RIGHT SIDE OF HOUSE
8427 | TOURNUS WAY | 43054 | Active | T042088 | WILKINS | 720A | PVB | 0.750 | 101502 | RIGHT SIDE OF HOUSE
8437 | TOURNUS WAY | 43054 | Active | H852794 | FEBCO | 765 | PVB | 0.750 | 100775 | RIGHT SIDE OF HOUSE OUTSIDE
8438 | TOURNUS WAY | 43054 | Active | H743062 | FEBCO | 765 | PVB | 0.750 | 103078 | RIGHT
757 | TOWN ST | 43222-1551 | Active | 26700 | WATTS | LF909 | RP | 4.000 | 72983 | COLLEGE OF NURSING BLDG EQUIPMENT ROOM #1
757 | TOWN ST | 43222-1551 | Active | 100710 | AMES | 2000SS | DC | 6.000 | 72984 | GARAGE LOWER LEVEL IN PUMP RM (745 W. STATE ST)
757 | TOWN ST | 43222-1551 | Removed | 93340REM | WATTS | 009M1PCQT | RP | 1.500 | 72987 | BOILER ROOM
757 | TOWN ST | 43222-1551 | Removed | 209100REM | WATTS | 009QT | RP | 0.500 | 72992 | REMOVED-MECH ROOM 33 ABOVE CHILLED WATER PUMPS
757 | TOWN ST | 43222-1551 | Removed | 247741REM | WATTS | 909 | RP | 6.000 | 72993 | NEW BLDG BASEMENT OF HOME PLATE
757 | TOWN ST | 43222-1551 | Removed | 247803REM | WATTS | 909 | RP | 6.000 | 72994 | NEW BLDG BASEMENT OF HOME PLATE
757 | TOWN ST | 43222-1551 | Removed | 248705REM | WATTS | 009M2QT | RP | 1.000 | 72995 | MECH EQUIPMENT ROOM 33 ABOVE AIR HANDLER 14 FOR SURGERY 14
757 | TOWN ST | 43222-1551 | Removed | 248742REM | WATTS | 009QT | RP | 1.000 | 72996 | EQUIPMENT ROOM 33 ABOVE AIR HANDLER 12 FOR SURGERY 12
757 | TOWN ST | 43222-1551 | Removed | 249347REM | WATTS | 009M2QT | RP | 1.000 | 72997 | PBX
757 | TOWN ST | 43222-1551 | Removed | 250363REM | WATTS | 009QT | RP | 1.000 | 72998 | MECH ROOM 33 OVER HEAD AIR HANDLER #6
757 | TOWN ST | 43222-1551 | Removed | 250829REM | WATTS | 009QT | RP | 1.000 | 72999 | ABOVE AIR HANDLER FOR SURGERY 2 IN EQUIPMENT ROOM 33
757 | TOWN ST | 43222-1551 | Removed | 250844REM | WATTS | 009QT | RP | 1.000 | 73000 | ABOVE AIR HANDLER FOR SURGERY 4 IN MECH ROOM 33
757 | TOWN ST | 43222-1551 | Removed | 250848REM | WATTS | 009QT | RP | 1.000 | 73001 | MECH ROOM 33
757 | TOWN ST | 43222-1551 | Removed | 325597REM | WATTS | 709 | DC | 8.000 | 73003 | 3RD FL MECH RM
757 | TOWN ST | 43222-1551 | Removed | 325660REM | WATTS | 709 | DC | 8.000 | 73004 | 3RD FL MECH RM ANC AREA
757 | TOWN ST | 43222-1551 | Removed | 407742REM | WATTS | 909QT | RP | 0.750 | 73005 | EQUIPMENT ROOM #33--3RD FLOOR ANCILLIARY CORE
757 | TOWN ST | 43222-1551 | Removed | 464936REM | WATTS | 909QT | RP | 0.750 | 73007 | EQUIP ROOM #28
757 | TOWN ST | 43222-1551 | Removed | 33683REM | WATTS | 909HWQT | RP | 1.000 | 73008 | ANCILLARY CODE BASEMENT
757 | TOWN ST | 43222-1551 | Removed | 571731REM | WATTS | 909QT | RP | 0.750 | 73010 | CARPENTER WOOD SHOP PIPECHASE
757 | TOWN ST | 43222-1551 | Removed | 572637REM | WATTS | 909QT | RP | 1.000 | 73011 | OLD LAUNDRY
757 | TOWN ST | 43222-1551 | Removed | 572782REM | WATTS | 909QT | RP | 0.750 | 73012 | REMOVED-ANCILLARY CORE BASEMENT
757 | TOWN ST | 43222-1551 | Removed | 583718REM | WATTS | 909QT | RP | 1.000 | 73013 | EQUIPMENT ROOM 33 ABOVE AIR HANDLER 10
757 | TOWN ST | 43222-1551 | Removed | 583846REM | WILKINS | 975XLBMS | RP | 0.750 | 73014 | ANCILLARY BASEMENT MECH ROOM #BA34M
757 | TOWN ST | 43222-1551 | Removed | 589200REM | WATTS | 909QT | RP | 0.750 | 73015 | ICE MAKER IN 2ND FLOOR COFFEE BAR (ROOM 202)
757 | TOWN ST | 43222-1551 | Removed | 75439REM | WATTS | 009QT | RP | 1.000 | 73016 | IN CAFETERIA UNDER TRAY LINE
757 | TOWN ST | 43222-1551 | Not Required by DOW | 115291 | WATTS | 009M3QT | RP | 0.750 | 73017 | FIRST FLOOR ENTRANCE CEILING CLLE BASEMENT HALL SPRAY HOSE
757 | TOWN ST | 43222-1551 | Active | 9908121252 | FEBCO | 870V | DC | 6.000 | 73056 | BASSEMENT MECH ROOM-SOUTH END OF MARION HALL MECH RM#1
757 | TOWN ST | 43222-1551 | Not Required by DOW | 610416 | WATTS | 800M4QT | PVB | 1.000 | 95043 | PARKING GARAGE
757 | TOWN ST | 43222-1551 | Removed | 113179REM | WATTS | 909QTFDA | RP | 2.500 | 95103 | 3RD FLOOR EQUIP RM 21
757 | TOWN ST | 43222-1551 | Removed | 446381REM | WATTS | 909HWM1QT | RP | 1.500 | 95197 | EQUIP RM #9
757 | TOWN ST | 43222-1551 | Removed | 530232REM | WATTS | 909QT | RP | 0.750 | 95397 | DISTARY DOCK EQUIP ROOM IT50M
757 | TOWN ST | 43222-1551 | Removed | 427331REM | WATTS | 909QT | RP | 0.750 | 97029 | MECH RM 26 11TH FLOOR SISTER ROSE
757 | TOWN ST | 43222-1551 | Removed | 630534REM | WATTS | 909QT | RP | 0.750 | 97537 | rm #33N by return air fan
757 | TOWN ST | 43222-1551 | Removed | A255916REM | FEBCO | 825Y | RP | 1.500 | 98690 | 20' N OF N CURB & 5' E OF FH BTWN GREEN ST & 315, TOWN ST & GREEN ST
757 | TOWN ST | 43222-1551 | Removed | 335189REM | WATTS | 909HWM1QT | RP | 1.500 | 99540 | DIETARY DOCK 1T50W-GLYCOL TANKS
757 | TOWN ST | 43222-1551 | Not Required by DOW | 595580 | WATTS | 800M4FR | PVB | 1.000 | 99932 | WEST PAVILLION SW CORNER
757 | TOWN ST | 43222-1551 | Removed | 583943REM | WILKINS | 975XL | RP | 0.750 | 102005 | MRI EQUIPMENT ROOM
757 | TOWN ST | 43222-1551 | Removed | 21130REM | WATTS | 919AQT | RP | 2.000 | 102542 | ANCILLARY CORE BASEMENT
757 | TOWN ST | 43222-1551 | Removed | 38578REM | WATTS | 919AQT | RP | 1.000 | 102543 | ANCILLARY CORE BASEMENT
757 | TOWN ST | 43222-1551 | Removed | 38572REM | WATTS | 919AQT | RP | 1.250 | 102544 | ANCILLARY CORE BASEMENT
757 | TOWN ST | 43222-1551 | Removed | 90514REM | WATTS | 909HWQT | RP | 2.000 | 102586 | ANCILLARY CORE BASEMENT
757 | TOWN ST | 43222-1551 | Removed | 90527REM | WATTS | 909HWQT | RP | 1.250 | 3351202 | STERILE PROCESSING, ANCILLARY CORE BASEMENT
757 | TOWN ST | 43222-1551 | Removed | 10291REM | WATTS | 919AQT | RP | 1.250 | 3351203 | STERILE PROCESSING, ANCILLARY CORE BASEMENT
757 | TOWN ST | 43222-1551 | Removed | 538718REM | WATTS | 009 | RP | 1.000 | 3351204 | MECHANICAL ROOM 33 ABOVE AHU9
757 | TOWN ST | 43222-1551 | Removed | 01621REM | AMES | 4000B | RP | 2.000 | 3351205 | INFECTIOUS WASTE STORAGE
481 | TOWN STREET CIR | 43026 | Active | EAD8331 | WILKINS | 720A | PVB | 0.750 | 3658468
4825 | TOWN STREET CIR | 43026 | Active | T477400 | WILKINS | 720A | PVB | 0.750 | 3659100
4885 | TOWN STREET CIR | 43026 | Active | CB950254 | WILKINS | 720A | PVB | 0.750 | 3646757 | RIGHT FRONT
4895 | TOWN STREET CIR | 43026 | Active | CAA46746 | WILKINS | 720A | PVB | 0.750 | 3646980 | RIGHT SIDE
4905 | TOWN STREET CIR | 43026 | Active | T435944 | WILKINS | 720A | PVB | 0.750 | 3646875 | RIGHT FRONT
4915 | TOWN STREET CIR | 43026 | Active | EAD6647 | WILKINS | 720A | PVB | 0.750 | 3646714 | RIGHT FRONT
7936 | TOWNSEND RD | 43016-8465 | Active | FC8432 | FEBCO | 765 | PVB | 1.000 | 73060 | LEFT SIDE OF HOUSE
7943 | TOWNSEND RD | 43016-8464 | Active | 587282 | WILKINS | 720A | PVB | 0.750 | 73062 | AT RIGHT SIDE OF HOUSE
7951 | TOWNSEND RD | 43016-8464 | Active | HD62911 | FEBCO | 765 | PVB | 1.000 | 73070 | SOUTH SIDE
8032 | TOWNSEND RD | 43016-8420 | Active | 210207 | WATTS | 800M4QT | PVB | 1.000 | 73232 | RIGHT SIDE OF HOUSE
8040 | TOWNSEND RD | 43016-8540 | Active | 813470 | WILKINS | 720A | PVB | 0.750 | 73244 | LEFT FRONT
8049 | TOWNSEND RD | 43016 | Active | H025042 | FEBCO | 765 | PVB | 1.000 | 94828 | RIGHT SIDE OF HOUSE
8056 | TOWNSEND RD | 43016-8540 | Active | H025178 | FEBCO | 765 | PVB | 1.000 | 94827 | LEFT SIDE OF HOUSE
8079 | TOWNSEND RD | 43016 | Active | G186783 | WILKINS | 720A | PVB | 0.750 | 91724 | LEFT SIDE
8087 | TOWNSEND RD | 43016-8541 | Active | T480398 | WILKINS | 720A | PVB | 0.750 | 91798 | LEFT CENTER
3876 | TOWNSFAIR WAY | 43219-6173 | Not Required by DOW | 015267 | WATTS | 009M2PCQT | RP | 1.500 | 62012 | BUILDING N RISER ROOM - 3950 EASTON LOOP W RD
3876 | TOWNSFAIR WAY | 43219-6173 | Active | 1334010404 | AMES | 3000 | DCDA | 4.000 | 62013 | LOADING DOCK MIDWAY
3876 | TOWNSFAIR WAY | 43219-6173 | Active | 216586 | WATTS | 009M1PCQT | RP | 2.000 | 62014 | MECH ROOM/METER ROOM - 3876 TOWNSFAIR LOOP WAY
3876 | TOWNSFAIR WAY | 43219-6173 | Active | 38186 | AMES | 2000SS | DC | 0.750 | 62015 | LOADING DOCK MIDWAY ROOM, TRADER JOE
3876 | TOWNSFAIR WAY | 43219-6173 | Not Required by DOW | 70021 | WATTS | 919QT | RP | 0.750 | 3626735 | TRADER JOES UPSTAIRS ABOVE MOP SINK
3301 | TOY RD | 43125-9363 | Active | 183141 | WATTS | 909 | RP | 3.000 | 93303 | FIRE PUMP ROOM
3301 | TOY RD | 43125-9363 | Active | 1510520706 | AMES | 3000SS | DCDA | 8.000 | 93353 | EAST SIDE PUMP ROOM
3301 | TOY RD | 43125-9363 | Active | 500968 | AMES | 2000B | DC | 0.750 | 93354 | FIRE PUMP ROOM
3301 | TOY RD | 43125-9363 | Not Required by DOW | A25142 | WATTS | 009M1QT | RP | 2.000 | 93355 | NEXT TO WATER METER
3301 | TOY RD | 43125-9363 | Not Required by DOW | 24094 | WATTS | LF919AQT | RP | 2.000 | 3604531 | BOILER ROOM
3301 | TOY RD | 43125-9363 | Not Required by DOW | 24171 | WATTS | LF919AQT | RP | 2.000 | 3604532 | BOILER ROOM
3301 | TOY RD UNIT A | 43125 | Active | XJ-2296 | WATTS | 957 | RP | 4.000 | 3656817 | HOT BOX
3135 | TRABUE RD | 43204- | Active | ABG1539 | WILKINS | 975XL | RP | 0.750 | 60032 | AT FORD BOX
3140 | TRABUE RD | 43204 | Active | UG-1207 | AMES | COLT 400 | RP | 8.000 | 3647210 | HOTBOX W SIDE OF ENTRANCE
3279 | TRABUE RD | 43204- | Active | 32458 | WATTS | 007QT | DC | 0.500 | 60348 | 2ND FLOOR MECH ROOM - 2828 MARBLE VISTA BLVD
3279 | TRABUE RD | 43204- | Active | 4074 | AMES | 2000b | DC | 1.250 | 60349 | SE CLUB/POOL HSE PUMP ROOM Ourside Dr - 2828 MARBLE VISTA BL -LIMITD FIRE
3279 | TRABUE RD | 43204- | Active | 54984 | WATTS | 007QT | DC | 0.750 | 60350 | METER PIT AT ENTRY
3279 | TRABUE RD | 43204- | Active | W059679 | WILKINS | 975XL | RP | 1.500 | 60351 | SE PUMP ROOM OF POOL/CLUB HSE Outside Dr - 2828 MARBLE VISTA BLVD
3279 | TRABUE RD | 43204- | Active | 122736 | AMES | 3000SS | DCDA | 6.000 | 60352 | METER PIT AT ENTRY
3279 | TRABUE RD | 43204- | Due Install |  |  |  | RP |  | 3641176 | IN HOT BOX METER PIT AT ENTRY
3370 | TRABUE RD | 43204 | Active | 4690724 | WILKINS | 975 | RP | 1.000 | 3651265 | Front building mechanical room by office
3370 | TRABUE RD | 43204 | Active | VG-0805 | AMES | 300-GV | DCDA | 6.000 | 3651266 | OFFICE
3370 | TRABUE RD | 43204 | Active | 66188 | AMES | 2000BM3 | DC | 0.750 | 3651267 | Front building mechanical room by office
3392 | TRABUE RD | 43204-3665 | Active | 51289 | WATTS | LF919QT | RP | 0.750 | 60574 | NEXT TO WATER METER IN BASEMENT
3411 | trabue rd |  | New Construction |  |  |  | RP | 4.000 | 3659615
3411 | trabue rd |  | New Construction |  |  |  | RPDA | 8.000 | 3659616
3411 | trabue rd |  | New Construction |  |  |  | DC | 0.750 | 3659617
3411 | trabue rd |  | New Construction |  |  |  | LPC |  | 3659618
3411 | trabue rd |  | New Construction |  |  |  | LST |  | 3659619
3490 | TRABUE RD | 43204 | Active | 59009 | WATTS | 919QT | RP | 0.750 | 3609825 | MECHANICAL ROOM BEHIND OFFICE
3503 | TRABUE RD | 43204-4902 | Active | ALB08039 | WILKINS | 975XL3 | RP | 0.750 | 3547438 | BEHIND GAS STOVE
3670 | TRABUE RD | 43204-4903 | Inactive | 269180 | WATTS | 909M1QT | RP | 1.500 | 61438 | MECHANICAL ROOM
3670 | TRABUE RD | 43204-4903 | Inactive | W003521 | WILKINS | 975XLBMS | RP | 1.500 | 61439 | @ WTR MTR IN MECH ROOM (CONTAINMENT)
3670 | TRABUE RD | 43204-4903 | Not required by DOW | W001980 | WILKINS | 975 | RP | 0.750 | 61440 | METER ROOM (SERIAL #W001980)
3675 | TRABUE RD | 43228-9148 | Not Required by DOW |  |  |  | RP | 0.625 | 3636919
3690 | TRABUE RD | 43228-9559 | Not Required by DOW | 109162 | WILKINS | 975 | RP | 0.750 | 61475 | MECHANICAL ROOM IN 3684 TRABUE ROAD
3690 | TRABUE RD | 43228-9559 | Not Required by DOW | 115909 | WILKINS | 975 | RP | 0.750 | 61476 | MECHANICAL ROOM IN 3688 TRABUE ROAD
3690 | TRABUE RD | 43228-9559 | Active | ACK5870 | WILKINS | 975XL2 | RP | 1.500 | 61477 | MECHANICAL ROOM-SERV ADD IS 3688 TRABUE ROAD
3747 | TRABUE RD | 43228-9393 | Active | ABA1060 | WILKINS | 975XL2 | RP | 0.750 | 3547454
3860 | TRABUE RD | 43228-9559 | Active | 42069 | WATTS | LF919QT | RP | 2.000 | 61971 | MECHANICAL ROOM IN BASEMENT OF CLUBHOUSE
3860 | TRABUE RD | 43228-9559 | Not Required by DOW | 413580 | WATTS | 909QT | RP | 0.750 | 61972 | MAINTENANCE BUILDING 1ST FLOOR
3860 | TRABUE RD | 43228-9559 | Due Install |  |  |  | RPDA | 4.000 | 3644729 | RAYMOND MEMORIAL GOLF COURSE. INSIDE CLUB HOUSE
4101 | TRABUE RD | 43228-9179 | Active | 4940044 | WILKINS | 975XL2 | RP | 1.000 | 62914 | EMPLOYEE RESTROOM
4111 | TRABUE RD | 43228-9179 | Active | 342377 | WILKINS | 975XL | RP | 0.750 | 62961 | STORAGE ROOM
4421 | TRABUE RD | 43228 | Active | UL-3782 | AMES | COLT 400 | RP | 4.000 | 3649498 | Water Shed, Northeast Corner by Garage
4421 | TRABUE RD | 43228 | Active | TK-0245 | AMES | 300GV | DCDA | 8.000 | 3649499 | Water Shed, Northeast Corner by Garage
4421 | TRABUE RD | 43228 | Active | 01437 | AMES | LF2000BM3 | DC | 0.750 | 3649500 | WATER SHED NORTHEAST CORNER BY GARAGE
4663 | TRABUE RD | 43228-9562 | Active | ZD-0131 | WATTS | 957 | RP | 6.000 | 3547458
4694 | TRABUE RD | 43228-9447 | Active | 201010 | WATTS | 009M2QT | RP | 1.000 | 64821 | IN UNIT OF 4694
4861 | TRABUE RD | 43228-9613 | Active | 626249 | WATTS | 909HWQT | RP | 1.000 | 103282 | 4877 #B TRABUE RD - BASEMENT @ METER
5101 | TRABUE RD | 43228-9613 | Not Required by DOW | 136115REM | WATTS | 909M1QT | RP | 2.000 | 66035 | SOUTH CENTRAL WALL OF SHOP AREA
5101 | TRABUE RD | 43228-9613 | Not Required by DOW | XI-1428 | WATTS | 957 | RP | 4.000 | 66036 | SOUTH WALL MECHANICAL ROOM IN TRUCK WASH
5101 | TRABUE RD | 43228-9613 | Not Required by DOW | 248955 | WATTS | 909 | RP | 6.000 | 66037 | NW CORNER OF BLDG ON WALL
5101 | TRABUE RD | 43228-9613 | Not Required by DOW | 281728 | WATTS | 909M1QT | RP | 2.000 | 66038 | WATER METER ROOM IN FRONT BLDG
5101 | TRABUE RD | 43228-9613 | Active | 131299 | AMES | 4000SS | RP | 6.000 | 3633800 | HOTBOX BY CUSTOMER CARE BUILDING
5101 | TRABUE RD | 43228-9613 | Active | 1313580318 | AMES | 4000SS | RP | 10.000 | 3633801 | WEST HOTBOX BY CUSTOMER BUILDING
5101 | TRABUE RD | 43228-9613 | Not Required by DOW | 1929981117 | AMES | 3000SS | DC | 8.000 | 3633812 | In Fire Pump Bldg
5101 | TRABUE RD | 43228-9613 | Not Required by DOW | 79277 | AMES | 3000SS | DC | 0.750 | 3633813 | In Fire Pump Bldg
5101 | TRABUE RD | 43228-9613 | LPS - Active |  |  |  | LST |  | 3659057 | FIRE PUMP - PUMP HOUSE
5197 | TRABUE RD | 43228-9498 | Active | UF-0583 | AMES | COLT300GV | DCDA | 6.000 | 3579709
5197 | TRABUE RD | 43228-9498 | Active | 61546 | AMES | 2000BM3 | DC | 0.750 | 3648240
5197 | TRABUE RD | 43228-9498 | Not Required by DOW |  |  |  | RP | 0.750 | 3648260 | iIN FRONT BLDG ENCASED ON FL WALL IN SALES ROOM
5203 | TRABUE RD | 43228-8939 | Active | ALA22271 | WILKINS | 975XL3 | RP | 0.750 | 3547461
5226 | TRABUE RD | 43228 | Active | 095099 | WATTS | LF009M2QT | RP | 1.500 | 3651210 | HOT BOX SERVICES 2 BLDGS 5210 & 5220 TRABUE
5410 | TRABUE RD | 43026 | Active | 25726 | WATTS | 007M1PCQT | DC | 0.750 | 3623270 | SW PROPERTY MECH/RISER ROOM AT DUMPSTERS RYLAND-5391 RENNER RD
5410 | TRABUE RD | 43026 | Active | 1163970816 | WATTS | 774 | DCDA | 6.000 | 3624415 | SW PROPERTY MECH/RISER HSE AT DUMPTERS
5410 | TRABUE RD | 43026 | Active | QH-0818 | WATTS | 957 | RP | 3.000 | 3624416 | SW PROPERTY MECH/RISER HSE AT DUMPSTER AT WATER METER
5410 | TRABUE RD | 43026 | Not Required by DOW | 4358470 | WILKINS | 975XL | RP | 1.500 | 3624498 | SW MECH/RISER HSE
5410 | TRABUE RD | 43026 | LPS - Active |  |  |  | LPC |  | 3638693 | DOMESTIC PUMP - SW MECH/PUMP HOUSE AT ENTRANCE OF PROPERTY
5410 | TRABUE RD | 43026 | LPS - Active |  |  |  | LST |  | 3638696 | FIRE PUMP - SW MECH/PUMP HOUSE AT ENTRANCE OF PROPERTY
5510 | TRABUE RD | 43228-9772 | Active | 1073755 | WILKINS | 975XL | RP | 2.000 | 67133 | MECH ROOM
5510 | TRABUE RD | 43228-9772 | Active | 1126550301 | AMES | 3000SS | DCDA | 4.000 | 67134 | MECH ROOM
5510 | TRABUE RD | 43228-9772 | Active | 17711 | AMES | 2000B | DC | 0.750 | 67135 | MECH ROOM
5600 | TRABUE RD | 43228-9208 | Active | YA-0816 | WATTS | 957 | RP | 4.000 | 3657807 | METER ROOM SE CORNER OF BUILDING
5600 | TRABUE RD | 43228-9208 | Active | 11058400424 | AMES | 3000SS | DCDA | 4.000 | 3657808 | METER ROOM SE CORNER OF BUILDING
5600 | TRABUE RD | 43228-9208 | Active | 88876 | AMES | 2000B | DC | 0.750 | 3657809 | METER ROOM SE CORNER OF BUILDING
5600 | TRABUE RD | 43228-9208 | Inactive |  |  |  | LPC |  | 3657810 | DOMESTIC PUMP -
5609 | TRABUE RD | 43228-9567 | Active | A76885 | WATTS | 009M2QT | RP | 1.000 | 98195 | REAR OF BUILDING MECHANICAL ROOM AT METER
5609 | TRABUE RD | 43228-9567 | Not Required by DOW | 3149190 | WILKINS | 975XLBMS | RP | 0.750 | 98401 | MECHANIC ROOM
5625 | TRABUE RD | 43228-9567 | Active | 173645 | WATTS | 709 | DC | 4.000 | 67450 | NE MECH/MAINTENANCE ROOM
5625 | TRABUE RD | 43228-9567 | Not Required by DOW | 19462 | WATTS | 919QT | RP | 1.500 | 67451 | NORTH SIDE OF BUILDING....OUTSIDE, EAST OF MAIN DOOR
5625 | TRABUE RD | 43228-9567 | Active | 115548 | WATTS | LF009M2QT | RP | 2.000 | 3635044 | NE MECH/MAINTENANCE ROOM AT WATER METER HAMPTON INN
5660 | TRABUE RD | 43228-9500 | Not Required by DOW | 122625 | WILKINS | 975 | RP | 0.750 | 67530 | BASEMENT MECHANICAL ROOM
5660 | TRABUE RD | 43228-9500 | Active | 036279 | WILKINS | 950XL | DC | 1.500 | 67531 | BASEMENT MECHANICAL ROOM
5660 | TRABUE RD | 43228-9500 | Active | 42974 | WATTS | 009M1QT | RP | 1.500 | 67532 | BASEMENT MECHANICAL ROOM
5660 | TRABUE RD | 43228-9500 | Not Required by DOW | 336531 | WILKINS | 975XL | RP | 0.750 | 87090 | 2ND FLOOR MECHANICAL ROOM NORTH WALL
3675 | TRABUE RD UNIT ABCDE | 43228-9148 | Not Required by DOW | H195726 | FEBCO | 765 | PVB | 0.750 | 3547449 | RIGHT SIDE
3675 | TRABUE RD UNIT ABCDE | 43228-9148 | Active | 4890420 | WILKINS | 975 | RP | 1.000 | 3547450 | IN CLOSET ALONG W WALL
3675 | TRABUE RD UNIT ABCDE | 43228-9148 | LPS - Active |  |  |  | LPC | 1.000 | 3646048 | DOMESTIC PUMP - IN CLOSET ALONG W WALL
5140 | Trabue Rd. | 43228 | Active | 181801 | AMES | 3000SS | DCDA | 6.000 | 3620106 | STORAGE ROOM NEXT TO #325
5140 | Trabue Rd. | 43228 | Active | 21511 | WATTS | 007M1QT | DC | 0.750 | 3620107 | STORAGE ROOM NEXT TO #325
1567 | TRABUE WOODS BLVD | 43228-9118 | Active | 401240 | WILKINS | 420XL | PVB | 0.375 | 103133 | RIGHT SIDE
9361 | TRACEYTON DR | 43017-9693 | Active | T429119 | WILKINS | 720A | PVB | 1.000 | 74695 | RIGHT HAND SIDE REAR
9385 | TRACEYTON DR | 43017-9694 | Active | AH0581 | FEBCO | 765 | PVB | 1.000 | 74703 | RIGHT SIDE OF HOUSE
9393 | TRACEYTON DR | 43017-9694 | Active | 04310 | WATTS | 800QT | PVB | 1.000 | 94779 | REAR OF HOUSE NORTH OF FIRE PLACE
9425 | TRACEYTON DR | 43017-9694 | Active | 391783 | WATTS | 800M4FR | PVB | 0.750 | 3547569 | LEFT OF FRONT DOOR
5729 | TRADITIONS DR BLDG 22 | 43054 | Not Required by DOW | 53757 | WATTS | 919QT | RP | 1.000 | 3613679 | REAR OF BUILDING ON LEFT IN HOT BOX
5725 | TRADITIONS DR BLDG 23 | 43054 | Not Required by DOW | 20250 | WATTS | 919QT | RP | 1.500 | 3613680 | IN REAR OF BUILDING
5705 | TRADITIONS DR BLDG 24E | 43054 | Not Required by DOW | 53752 | WATTS | 919QT | RP | 1.000 | 3613681 | IN HOT BOX REAR OF BUILDING LEFT CORNER
5952 | TRAFALGAR CT | 43016-8310 | Active | T372274 | WILKINS | 720A | PVB | 0.750 | 92613 | RIGHT CENTER BY A/C
5953 | TRAFALGAR CT | 43016-8310 | Active | A072823 | WILKINS | 720A | PVB | 0.750 | 68398 | Left Side
5960 | TRAFALGAR CT | 43016-8310 | Active | CB092923 | WILKINS | 720A | PVB | 0.750 | 3597080 | RIGHT SIDE OF HOUSE
5961 | TRAFALGAR CT | 43016-8310 | Active | H322604 | FEBCO | 765 | PVB | 0.750 | 88634 | LEFT SIDE OF HOUSE
5968 | TRAFALGAR CT | 43016-8310 | Active | F023794 | WILKINS | 720A | PVB | 0.750 | 98207 | LEFT SIDE
5969 | TRAFALGAR CT | 43016 | Active | T417626 | WILKINS | 720A | PVB | 0.750 | 99543 | RIGHT FRONT
5976 | TRAFALGAR CT | 43016-8310 | Active | A082412 | WILKINS | 720A | PVB | 0.750 | 68450 | OUTSIDE FRONT LEFT CORNER OF HOUSE
5977 | TRAFALGAR CT | 43016-8310 | Active | H275595 | FEBCO | 765 | PVB | 0.750 | 87056 | LEFT REAR BY ELECTRIC METER
5984 | TRAFALGAR CT | 43016-8310 | Active | A135501 | WILKINS | 720A | PVB | 0.750 | 68472 | LEFT SIDE OF HOUSE (NORTH)
5985 | TRAFALGAR CT | 43016-8310 | Active | 239071 | WATTS | 800M4QT | PVB | 0.750 | 91252 | RIGHT SIDE OF HOUSE
5992 | TRAFALGAR CT | 43016-8310 | Active | T034549 | WILKINS | 720A | PVB | 0.750 | 91330 | BACK RIGHT SIDE OF HOUSE
5696 | TRAFALGAR LN | 43016 | Active | CB113678 | WILKINS | 720A | PVB | 0.750 | 3605989 | LEFT SIDE
5733 | TRAFALGAR LN | 43016 | Active | T231728 | WILKINS | 720A | PVB | 0.750 | 3602364 | FRONT OF HOUSE
5752 | TRAFALGAR LN | 43016 | Active | CB153142 | WILKINS | 720A | PVB | 0.750 | 3602374 | RIGHT SIDE - FRONT
5757 | TRAFALGAR LN | 43016 | Active | CB316495 | WILKINS | 720A | PVB | 0.750 | 3611718 | RIGHT SIDE
5760 | TRAFALGAR LN | 43016 | Active | 011564 | WATTS | 800M4QT | PVB | 0.750 | 3602375 | RIGHT SIDE BY GAS METER
5773 | TRAFALGAR LN | 43016 | Active | CB084045 | WILKINS | 720A | PVB | 0.750 | 3608198 | FRONT OF HOUSE
5781 | TRAFALGAR LN | 43016 | Active | T271019 | WILKINS | 720A | PVB | 0.750 | 3602361
5792 | TRAFALGAR LN | 43016 | Active | CB026796 | WILKINS | 720A | PVB | 0.750 | 103090 | RIGHT SIDE OF HOUSE
5797 | TRAFALGAR LN | 43016 | Active | T126217 | WILKINS | 720A | PVB | 0.750 | 103210 | RIGHT SIDE OF HOUSE
5800 | TRAFALGAR LN | 43016 | Active | T083732 | WILKINS | 720A | PVB | 0.750 | 101405 | RIGHT SIDE OF HOUSE
5805 | TRAFALGAR LN | 43016 | Active | CB029131 | WILKINS | 720A | PVB | 0.750 | 103404 | LEFT SIDE
5808 | TRAFALGAR LN | 43016 | Active | CAA54833 | WILKINS | 720A | PVB | 0.750 | 3601730
5813 | TRAFALGAR LN | 43016-6285 | Active | G241364 | WILKINS | 720A | PVB | 0.750 | 99029 | RIGHT SIDE OF HOUSE
5821 | TRAFALGAR LN | 43016 | Active | T191370 | WILKINS | 720A | PVB | 0.750 | 3602293 | LEFT SIDE OF HOUSE
5832 | TRAFALGAR LN | 43016-7441 | Active | CB078512 | WILKINS | 720 | PVB | 0.750 | 100327 | RIGHT SIDE
5837 | TRAFALGAR LN | 43016-6285 | Active | G251677 | WILKINS | 720A | PVB | 0.750 | 98998 | LEFT SIDE OF HOUSE
5840 | TRAFALGAR LN | 43016 | Active | T178711 | WILKINS | 720A | PVB | 0.750 | 3601418 | RIGHT SIDE
5853 | TRAFALGAR LN | 43016-6285 | Active | G215519 | WILKINS | 720A | PVB | 0.750 | 97187 | LEFT SIDE OF HOUSE
5864 | TRAFALGAR LN | 43016 | Active | T189427 | WILKINS | 720A | PVB | 1.000 | 103173 | RIGHT SIDE OF BUILDING OUTSIDE
5869 | TRAFALGAR LN | 43016-6285 | Active | G242185 | WILKINS | 720A | PVB | 0.750 | 92689 | LEFT OF HOUSE
5880 | TRAFALGAR LN | 43016 | Active | G251910 | WILKINS | 720A | PVB | 0.750 | 98996 | RIGHT FRONT
5885 | TRAFALGAR LN | 43016 | Active | CB078668 | WILKINS | 720 | PVB | 0.750 | 3603335 | RIGHT SIDE
5888 | TRAFALGAR LN | 43016 | Active | T146790 | WILKINS | 720A | PVB | 0.750 | 103772 | LEFT SIDE
5896 | TRAFALGAR LN | 43016 | Active | CAA69377 | WILKINS | 720A | PVB | 0.750 | 3601028 | LEFT SIDE OF HOUSE
5901 | TRAFALGAR LN | 43016-6143 | Active | EAJ6451 | WILKINS | 720A | PVB | 0.750 | 98591 | RIGHT SIDE
5904 | TRAFALGAR LN | 43016 | Active | G251950 | WILKINS | 720A | PVB | 0.750 | 99041 | FRONT OF HOUSE LEFT FRONT DOOR
5917 | TRAFALGAR LN | 43016-6143 | Active | cab26648 | WILKINS | 720A | PVB | 1.000 | 91869 | RIGHT SIDE
5920 | TRAFALGAR LN | 43016 | Active | T133159 | WILKINS | 720A | PVB | 0.750 | 103211 | LEFT SIDE OF HOUSE
5925 | TRAFALGAR LN | 43016 | Active | T197667 | WILKINS | 720 | PVB | 0.750 | 3607793 | RIGHT SIDE OF HOUSE
5936 | TRAFALGAR LN | 43016-8336 | Active | CAB17535 | WILKINS | 720A | PVB | 0.750 | 100248 | RIGHT SIDE OF HOUSE
5944 | TRAFALGAR LN | 43016-8336 | Active | H650239 | FEBCO | 765 | PVB | 0.750 | 101990 | LEFT SIDE OF HOUSE
5959 | TRAFALGAR LN | 43016-6143 | Active | G045310 | WILKINS | 720A | PVB | 0.750 | 88500 | Left side
5960 | TRAFALGAR LN | 43016 | Active | G241314 | WILKINS | 720A | PVB | 0.750 | 100907 | LEFT FRONT
5966 | TRAFALGAR LN | 43016 | Active | T293405 | WILKINS | 720A | PVB | 0.750 | 3608026 | FRONT OF HOUSE
5967 | TRAFALGAR LN | 43016-6143 | Active | H628966 | FEBCO | 765 | PVB | 0.750 | 99798 | LEFT SIDE OF HOUSE
5975 | TRAFALGAR LN | 43016-6143 | Active | T046304 | WILKINS | 720A | PVB | 0.750 | 89219 | LEFT CENTER
5984 | TRAFALGAR LN | 43016-8336 | Active | T565102 | WILKINS | 720A | PVB | 1.000 | 88123 | RIGHT FRONT
5992 | TRAFALGAR LN | 43016-8336 | Active | T033244 | WILKINS | 720A | PVB | 1.000 | 103551 | RIGHT SIDE
6000 | TRAFALGAR LN | 43016-8319 | Active | HE75424 | FEBCO | 765 | PVB | 1.000 | 3597884 | RIGHT SIDE
6007 | TRAFALGAR LN | 43016-8324 | Active | T070656 | WILKINS | 720A | PVB | 0.750 | 95374 | LEFT REAR OF HOUSE
6032 | TRAFALGAR LN | 43016-8319 | Active | 337111 | WILKINS | 720A | PVB | 0.750 | 100109 | FRONT OF HOUSE (SOUTH)
6040 | TRAFALGAR LN | 43016-8319 | Active | G215288 | WILKINS | 720A | PVB | 0.750 | 95451 | LEFT SIDE OF HOUSE
6048 | TRAFALGAR LN | 43016-8319 | Active | 185531 | WILKINS | 720A | PVB | 0.750 | 88424 | REAR OF HOUSE
6064 | TRAFALGAR LN | 43016-8319 | Active | EAE8086 | WATTS | 800M4QT | PVB | 0.750 | 97092 | FRONT OF HOUSE LEFT FRONT DOOR
6072 | TRAFALGAR LN | 43016-8319 | Active | 583709 | WATTS | 800M4QT | PVB | 1.000 | 88697 | RIGHT SIDE OF HOUSE
6720 | TRAFALGAR LOOP | 43016-8317 | Active | T013645 | WILKINS | 720A | PVB | 0.750 | 100903 | RIGHT SIDE OF HOUSE BY GARAGE DOOR
6725 | TRAFALGAR LOOP | 43016-8318 | Active | T097077 | WILKINS | 720A | PVB | 0.750 | 102575 | FRONT OF HOUSE
6733 | TRAFALGAR LOOP | 43016-8318 | Active | 305937 | WATTS | 800CMQT | PVB | 0.750 | 70562 | LEFT SIDE FRONT
6736 | TRAFALGAR LOOP | 43016-8317 | Active | caa37441 | WILKINS | 720A | PVB | 0.750 | 70566 | RIGHT SIDE
6744 | TRAFALGAR LOOP | 43016 | Active | CB655425 | WILKINS | 720 | PVB | 0.750 | 3602927 | OUTSIDE
6749 | TRAFALGAR LOOP | 43016-8318 | Active | CB602976 | WILKINS | 720A | PVB | 0.750 | 91669 | RIGHT SIDE OF HOUSE
6752 | TRAFALGAR LOOP | 43016-8317 | Active | T042071 | WILKINS | 720A | PVB | 0.750 | 100780 | RIGHT SIDE OF HOUSE
6760 | TRAFALGAR LOOP | 43016 | Active | T235937 | WILKINS | 720A | PVB | 0.750 | 3602983 | RIGHT SIDE OF HOUSE
6765 | TRAFALGAR LOOP | 43016-8318 | Active | G142788 | WILKINS | 720 a | PVB | 0.750 | 97442 | RIGHT SIDE
6783 | TRAFALGAR LOOP | 43016-8318 | Active | T041373 | WILKINS | 720A | PVB | 0.750 | 100904 | LEFT SIDE
6784 | TRAFALGAR LOOP | 43016 | Active | G208540 | WILKINS | 720A | PVB | 0.750 | 93397 | LEFT SIDE OF HOUSE
6792 | TRAFALGAR LOOP | 43016-8317 | Active | T387046 | WILKINS | 720A | PVB | 0.750 | 3596957 | RIGHT REAR BY A/C
6800 | TRAFALGAR LOOP | 43016-8313 | Active | A072742 | WILKINS | 720A | PVB | 0.750 | 70718 | LEFT HAND SIDE OF HOUSE
6807 | TRAFALGAR LOOP | 43016-8316 | Active | A083239 | WILKINS | 720A | PVB | 0.750 | 87058 | left front
6808 | TRAFALGAR LOOP | 43016-8313 | Active | G242136 | WILKINS | 720A | PVB | 0.750 | 99564 | RIGHT SIDE OF HOUSE
6815 | TRAFALGAR LOOP | 43016-8316 | Active | T385944 | WILKINS | 720A | PVB | 0.750 | 91682 | RIGHT FRONT
8401 | TRAIL END DR | 43016-9553 | Active | EAJ0694 | WILKINS | 720 | PVB | 0.750 | 3584802 | FRONT.... RIGHT OF FRONT PORCH
4398 | TRAILANE DR | 43026-7089 | Active | 423755 | WILKINS | 420 | PVB | 0.750 | 95556 | RIGHT FRONT
4405 | TRAILANE DR | 43026-7365 | Active | CB323871 | WILKINS | 720A | PVB | 0.750 | 100476 | SOUTH SIDE OF HOUSE
4438 | TRAILANE DR | 43026-7364 | Active | F022891 | WILKINS | 720A | PVB | 0.750 | 64005 | RIGHT SIDE OF HOUSE
4448 | TRAILANE DR | 43026-7364 | Active | T041447 | WILKINS | 720A | PVB | 0.750 | 64036 | LEFT FRONT
4461 | TRAILANE DR | 43026-7365 | Active | 553155 | FEBCO | 765 | PVB | 0.750 | 97435 | RIGHT SIDE OF HOUSE
4483 | TRAILANE DR | 43026-7365 | Active | CB082930 | WILKINS | 720A | PVB | 0.750 | 64148 | RIGHT CENTER
4484 | TRAILANE DR | 43026-7364 | Active | G046588 | WILKINS | 720A | PVB | 0.750 | 92218 | LEFT SIDE OF HOUSE
4496 | TRAILANE DR | 43026-7364 | Active | CB653340 | WILKINS | 720A | PVB | 0.750 | 3547620 | RIGHT FRONT
4507 | TRAILANE DR | 43026-7365 | Active | 665461 | WILKINS | 720A | PVB | 1.000 | 92217 | SW REAR CORNER
4540 | TRAILANE DR | 43026-7418 | Active | G176762 | WILKINS | 720A | PVB | 0.750 | 94447 | LEFT SIDE
4548 | TRAILANE DR | 43026-7418 | Active | 516847 | WILKINS | 720A | PVB | 0.750 | 94781 | LEFT CENTER
4549 | TRAILANE DR | 43026-7366 | Active | CB602538 | WILKINS | 720A | PVB | 0.750 | 64329 | FRONT LEFT SIDE
4611 | TRAILANE DR | 43026 | Active | 835463 | WILKINS | 720A | PVB | 0.750 | 64569 | LEFT REAR BY SUMP PUMP DISCHARGE
4621 | TRAILANE DR | 43026-7368 | Active | H600929 | FEBCO | 765 | PVB | 1.000 | 94782 | LEFT SIDE
5964 | TRAILEDGE CT | 43026-7372 | Active | 833458 | WILKINS | 720A | PVB | 0.750 | 68419 | RT SIDE CENTER
1640 | TRANSAMERICA CT | 43228-9332 | Active | ALA10101 | WILKINS | 975XL3 | RP | 1.000 | 55682 | FRONT (SOUTH) CENTER OF BUILDING
4999 | TRANSAMERICA DR | 43228-9381 | Active | 352962 | WILKINS | 975XL | RP | 1.000 | 65570 | IN WAREHOUSE AT WATER METER
5000 | TRANSAMERICA DR | 43228-9335 | Due Install |  |  |  | RP | 1.000 | 3547738
5000 | TRANSAMERICA DR | 43228-9335 | Due Install |  |  |  | DCDA | 8.000 | 3652367
5005 | TRANSAMERICA DR | 43228 | Active | J089191 | FEBCO | 825Y | RP | 1.000 | 65703 | MECH ROOM BY METER SETTING
5033 | TRANSAMERICA DR | 43228-9381 | Active | 23093 | WATTS | 009QT | RP | 1.000 | 65780 | E WALL IN WAREHOUSE
4202 | TRANSIT DR | 43230 | Active | 1260740612 | AMES | 4000SS | RP | 4.000 | 3613485 | AT PIT IN HOT BOX WEST SIDE OF DRIVE AT ENTRANCE
4202 | TRANSIT DR | 43230 | Active | 185281 | AMES | 3000SS | DCDA | 6.000 | 3613486 | W SIDE OF DRIVE IN WATER METER PIT AT ENTRANCE
4202 | TRANSIT DR | 43230 | Active | 23630 | WATTS | 007M1QT | DC | 0.750 | 3613487 | W SIDE OF DRIVE IN WATER METER PIT AT ENTRANCE
6602 | TRAQUAIR PL | 43016-8697 | Active | 156605 | FEBCO | 765 | PVB | 1.000 | 70363 | RIGHT SIDE OF HOUSE
6602 | TRAQUAIR PL | 43016-8697 | Active | 4113212 | WILKINS | 975XL | RP | 0.750 | 3616996 | IN BASEMENT AT SUMP PUMP
6610 | TRAQUAIR PL | 43016 | Active | 902560 | WILKINS | 720A | PVB | 0.750 | 70373 | RIGHT SIDE FRONT
6611 | TRAQUAIR PL | 43016 | Active | 902533 | WILKINS | 720A | PVB | 0.750 | 70380 | LEFT HAND SIDE
6618 | TRAQUAIR PL | 43016 | Active | CB288705 | WILKINS | 720A | PVB | 0.750 | 70387 | LEFT SIDE OF HOUSE
6619 | TRAQUAIR PL | 43016-8542 | Active | T034717 | WILKINS | 720A | PVB | 0.750 | 70389 | LEFT FRONT
6626 | TRAQUAIR PL | 43016 | Active | 752653 | WILKINS | 720A | PVB | 0.750 | 70401 | NW CORNER
6634 | TRAQUAIR PL | 43016 | Active | T293548 | WILKINS | 720A | PVB | 0.750 | 70405 | FRONT - LEFT OF DOOR UNDER WINDOW
6642 | TRAQUAIR PL | 43016-8697 | Active | T223382 | Wilkins | 720 a | PVB | 0.750 | 70415 | LEFT SIDE OF HOUSE
6650 | TRAQUAIR PL | 43016-8697 | Active | t231725 | WILKINS | 720 | PVB | 0.750 | 70428 | LEFT SIDE ON OFFSET
6655 | TRAQUAIR PL | 43016 | Active | H038165 | FEBCO | 765 | PVB | 0.750 | 70438 | LEFT CENTER BY A/C
6658 | TRAQUAIR PL | 43016-8697 | Removed | 672976REM | WILKINS | 720A | PVB | 0.750 | 70441 | RIGHT FRONT
6670 | TRAQUAIR PL | 43016 | Active | T329007 | WILKINS | 720A | PVB | 0.750 | 70466 | SIDE OF HOUSE
6674 | TRAQUAIR PL | 43016-8697 | Replaced | REPA151077 | WILKINS | 720A | PVB | 0.750 | 87563 | REPLACED- LEFT SIDE OF HOME
6674 | TRAQUAIR PL | 43016-8697 | Active | T191406 | WILKINS | 720A | PVB | 0.750 | 3609448 | LEFT SIDE OF HOME
6682 | TRAQUAIR PL | 43016-8697 | Active | Cb366427 | WILKINS | 720A | PVB | 0.750 | 70479 | RIGHT SIDE OF HOUSE
6690 | TRAQUAIR PL | 43016-8697 | Active | A083558 | WILKINS | 720A | PVB | 0.750 | 70491 | LEFT FRONT
6691 | TRAQUAIR PL | 43016 | Active | H003600 | FEBCO | 765 | PVB | 0.750 | 70493 | SIDE OF HOUSE
6698 | TRAQUAIR PL | 43016-8697 | Active | hb50198 | FEBCO | 765 | PVB | 0.750 | 70500 | LEFT SIDE OF HOUSE
6706 | TRAQUAIR PL | 43016-8697 | Active | G241310 | WILKINS | 720A | PVB | 0.750 | 88137 | LEFT SIDE OF HOUSE REAR
6709 | TRAQUAIR PL | 43016-8542 | Active | T364038 | WILKINS | 720A | PVB | 0.750 | 70537 | RIGHT FRONT
6714 | TRAQUAIR PL | 43016-8697 | Active | 902569 | WILKINS | 720A | PVB | 0.750 | 70544 | FRONT OF HOUSE RIGHT FRONT DOOR
4146 | TREEBROOK DR | 43026-7312 | Active | H517409 | FEBCO | 765 | PVB | 0.750 | 96798 | RIGHT SIDE OF HOUSE
8133 | TREEBROOK LN | 43081-5019 | Replaced | REPG104424 | WILKINS | 720A | PVB | 1.000 | 94784 | REPLACED- BACK OF HOUSE
8133 | TREEBROOK LN | 43081-5019 | Active | 367497 | WILKINS | 720A | PVB | 1.000 | 3609781 | BACK OF HOUSE
3483 | TREELINE LN | 43123 | NULL | [5 empty] | 3621463
4787 | TREMONT CLUB DR | 43026-5034 | Active | L60113 | WILKINS | 375 | RP | 3.000 | 100252 | W SIDE MECH/FIRE PUMP ROOM AT WATER METER Outside Door
4787 | TREMONT CLUB DR | 43026-5034 | Active | 63682 | AMES | 2000B | DC | 0.750 | 100267 | IN SILVER HOT BOX NW OF PROPERTY
4787 | TREMONT CLUB DR | 43026-5034 | Active | 1705211009 | AMES | 3000SS | DCDA | 8.000 | 100272 | IN SILVER HOT BOX NW OF PROPERTY
4787 | TREMONT CLUB DR | 43026-5034 | LPS - Active |  |  |  | LST |  | 3648885 | FIRE BOOSTER PUMP MECH/PUMP ROOM WEST SIDE OF BLDG
2088 | TREMONT CTR | 43221 | Not Required by DOW | 44944 | WATTS | 919QT | RP | 1.000 | 57386 | BASEMENT
2088 | TREMONT CTR | 43221 | Active | N1211090725 | FEBCO | 856 | DCDA | 6.000 | 103706 | METER PIT NE CORNER OF CENTER
2088 | TREMONT CTR | 43221 | Active | H018499 | FEBCO | 805YB | DC | 0.750 | 103741 | ON DCDA NE CORNER OF CENTER IN METER PIT
2088 | TREMONT CTR | 43221 | Active | N1211201038 | FEBCO | 860 | RP | 3.000 | 103742 | NE CORNER OF CENTER IN HOT BOX
1616 | TREMONT RD | 43212-1127 | Active | CAA28941 | WILKINS | 720A | PVB | 0.750 | 3547870
1659 | TREMONT RD | 43212-1130 | Active | 586250 | RAINBIRD | 100 | PVB | 1.000 | 3547872 | right rear
1751 | TREMONT RD | 43212-1106 | Active | T363415 | WILKINS | 720A | PVB | 0.750 | 3547881 | OUTSIDE
1824 | TREMONT RD | 43212-1031 | Active | 874985 | WILKINS | 720A | PVB | 0.750 | 56392 | Right of garage doors
1852 | TREMONT RD | 43212-1056 | Active | 162374 | WILKINS | 420 | PVB | 1.000 | 56422 | S/W CORNER - FOR LAWN IRRIGATION SYSTEM
1860 | TREMONT RD | 43212-1056 | Active | T257836 | WILKINS | 720A | PVB | 0.750 | 3547886 | RIGHT CORNER OF HOUSE
1880 | TREMONT RD | 43212-1057 | Active | BL2101 | FEBCO | 765 | PVB | 0.750 | 3547888 | FRONT OF HOUSE
1889 | TREMONT RD | 43212-1058 | Active | 318487 | APOLLO/CONBRACO | PVB | PVB | 0.750 | 103556 | REAR OF HOUSE
1904 | TREMONT RD | 43212-1060 | Active | CB016515 | WILKINS | 720 | PVB | 0.750 | 3547893 | RIGHT SIDE OF HOUSE
1951 | TREMONT RD | 43212-1062 | Active | T075835 | WILKINS | 720A | PVB | 0.750 | 3547899 | 12 FEET LEFT OF FRONT DOOR
1981 | TREMONT RD | 43212-1062 | Active | G169743 | WILKINS | 720A | PVB | 1.000 | 92166 | RIGHT FRONT SIDE
2000 | TREMONT RD | 43212-1063 | Active | H978484 | FEBCO | 765 | PVB | 1.000 | 102862 | FRONT OF HOUSE RIGHT SIDE BY THE DOOR
2001 | TREMONT RD | 43221-4329 | Replaced | REPH20777 | FEBCO | 860 | RP | 0.750 | 57007 | REPLACED- LEFT SIDE OF HOUSE
2001 | TREMONT RD | 43221-4329 | Active | 3768599 | WILKINS | 975XL | RP | 0.750 | 3610021 | LEFT SIDE OF HOUSE
2012 | TREMONT RD | 43221-4330 | Active | H668070 | FEBCO | 765 | PVB | 0.750 | 103085 | BACK BY AC
2015 | TREMONT RD | 43221-4329 | Active | T154939 | WILKINS | 420 | PVB | 1.000 | 57028 | LEFT FRONT
2015 | TREMONT RD | 43221-4329 | Removed | H668070REM | FEBCO | 765 | PVB | 0.750 | 102957 | REMOVED-BACK BY AC
2020 | TREMONT RD | 43221-4330 | Active | 444214 | WILKINS | 720A | PVB | 0.750 | 94785 | LEFT SIDE
2025 | TREMONT RD | 43221-4329 | Active | G262913 | WILKINS | 720A | PVB | 1.000 | 94786 | FRONT OF HOUSE LEFT OF FRONT DOOR
2030 | TREMONT RD | 43221-4330 | Active | T278239 | WILKINS | 720A | PVB | 1.000 | 88524 | LEFT SIDE
2035 | TREMONT RD | 43221-4329 | Active | AB6157 | FEBCO | 765 | PVB | 0.750 | 57083 | FRONT OF HOUSE, N OF PORCH (SERIAL #AB6157)
2050 | TREMONT RD | 43221-4330 | Active | T586437 | WILKINS | 720A | PVB | 1.000 | 57110 | FRONT OF HSE
2065 | TREMONT RD | 43221-4238 | Active | 246278 | WATTS | 800M4FR | PVB | 1.000 | 101632 | FRONT OF HOUSE RIGHT SIDE OF DOOR
2072 | TREMONT RD | 43221-4239 | Active | 117639 | FEBCO | 765 | PVB | 1.000 | 87276 | FRONT OF HOUSE
2075 | TREMONT RD | 43221-4238 | Active | 7462832 | WILKINS | 720A | PVB | 0.750 | 94787 | FRONT LEFT
2081 | TREMONT RD | 43221-4238 | Active | CB598386 | WILKINS | 720A | PVB | 0.750 | 3547905 | Left Front of house
2116 | TREMONT RD | 43221-4239 | Removed | 526120 | RAINBIRD | 100 | PVB | 1.000 | 57343 | FRONT OF HOUSE S OF ENTRY
2116 | TREMONT RD | 43221-4239 | Active | T415620 | WILKINS | 720A | PVB | 0.750 | 3654973 | FRONT CENTER
2124 | TREMONT RD | 43221-4239 | Active | T603775 | WILKINS | 720A | PVB | 0.750 | 57382 | RIGHT OF FRONT DOOR
2125 | TREMONT RD | 43221-4238 | Active | T299982 | WILKINS | 720A | PVB | 0.750 | 3547910 | LEFT SIDE
2145 | TREMONT RD | 43221-4238 | Active | 131973 | WATTS | 800M4FR | PVB | 1.000 | 94788 | LEFT CORNER OF HOUSE
2154 | TREMONT RD | 43221-4239 | Active | T418187 | WILKINS | 720A | PVB | 0.750 | 87274 | LEFT OF FRONT DOOR
2164 | TREMONT RD | 43221-4239 | Active | HE75337 | FEBCO | 765 | PVB | 1.000 | 87061 | right side front door
2193 | TREMONT RD | 43221-4240 | Active | 325115 | WATTS | 800M4QT | PVB | 1.000 | 57563 | LEFT SIDE OF HOUSE
2219 | TREMONT RD | 43221-4240 | Active | EAJ5044 | WILKINS | 720A | PVB | 1.000 | 91602 | LEFT SIDE OF HOUSE
2224 | TREMONT RD | 43221-4241 | Active | CB078628 | WILKINS | 720A | PVB | 0.750 | 94790 | NW CORNER OF HOUSE
2227 | TREMONT RD | 43221-4240 | Active | G213511 | WILKINS | 720A | PVB | 0.750 | 97518 | front of home
2232 | TREMONT RD | 43221-4241 | Active | H013290 | FEBCO | 765 | PVB | 1.000 | 57694 | FRONT NORTH CORNER
2233 | TREMONT RD | 43221-4240 | Active | 035736 | WATTS | LF800M4FR | PVB | 0.750 | 3547924 | Left Front of Home
2245 | TREMONT RD | 43221-4240 | Active | H096716 | FEBCO | 765 | PVB | 0.750 | 57732 | RIGHT SIDE OF HOUSE
2252 | TREMONT RD | 43221-4241 | Active | 341950 | WILKINS | 720A | PVB | 1.000 | 91603 | LEFT SIDE
2255 | TREMONT RD | 43221-4240 | Active | T084784 | WILKINS | 720A | PVB | 0.750 | 3547926 | OUTSIDE OF HOUSE ON SIDE
2266 | TREMONT RD | 43221-4241 | Active | EAD4400 | WILKINS | 720A | PVB | 0.750 | 3547928 | RIGHT FRONT
2267 | TREMONT RD | 43221-4240 | Active | T146551 | WILKINS | 720 | PVB | 0.750 | 3547929 | FRONT OF HOUSE
2272 | TREMONT RD | 43221-4241 | Active | CB482077 | WILKINS | 720A | PVB | 0.750 | 3547930 | LEFT FRONT
2283 | TREMONT RD | 43221-3705 | Active | T129667 | WILKINS | 720A | PVB | 1.000 | 94791 | FRONT OF HOUSE
2291 | TREMONT RD | 43221-3705 | Active | EAB8773 | WILKINS | 720A | PVB | 0.750 | 101922 | LEFT SIDE
2355 | TREMONT RD | 43221-3725 | Active | 960593 | WILKINS | 720A | PVB | 1.500 | 58056 | FRONT OF HOUSE
2368 | TREMONT RD | 43221-3726 | Active | T429014 | WILKINS | 720A | PVB | 1.000 | 58090 | FRONT OF HOUSE
2375 | TREMONT RD | 43221-3725 | Removed | 3730669REM | WILKINS | 975XL | RP | 1.000 | 91239 | REMOVED-IN POOL HOUSE BATHROOM UNDER SINK
2375 | TREMONT RD | 43221-3725 | Active | 58867 | WATTS | 009M1PCQT | RP | 1.500 | 98510 | IN POOL HOUSE
2384 | TREMONT RD | 43221-3726 | Active | 194495 | WATTS | 800QT | PVB | 0.750 | 58129
2387 | TREMONT RD | 43221-3725 | Active | 085443 | WATTS | LF007M1QT | DC | 1.000 | 97792 | front of basement
2400 | TREMONT RD | 43221-3726 | Active | T428988 | WILKINS | 720A | PVB | 1.000 | 58211 | FRONT OF HOUSE SOUTH SIDE OF FRONT DOOR NEAR AIR CONDITIONERS
2400 | TREMONT RD | 43221-3726 | Active | 617983 | WATTS | 800M4FR | PVB | 1.000 | 3654976
2407 | TREMONT RD | 43221-3725 | Active | CAA99250 | WILKINS | 720A | PVB | 1.000 | 58228 | FRONT OF HOUSE - LEFT CORNER
2407 | TREMONT RD | 43221-3725 | Active | w431561 | WILKINS | 975XL | RP | 0.500 | 97298 | LEFT REAR OF HOUSE BY SPA PANEL AND PUMP
2427 | TREMONT RD | 43221-3725 | Active | 3809135 | Wilkins | 975XL | RP | 0.750 | 58262 | AT BOILER IN BASEMENT
2427 | TREMONT RD | 43221-3725 | Active | T002858 | WILKINS | 720A | PVB | 1.250 | 3615164 | RIGHT OF FRONT DOOR, FRONT OF HOUSE
2427 | TREMONT RD | 43221-3725 | In Review | [5 empty] | 3633402
2452 | TREMONT RD | 43221-3775 | Active | T250352 | WILKINS | 720A | PVB | 0.750 | 58332 | LEFT SIDE AT FRONT DOOR
2459 | TREMONT RD | 43221-3727 | Active | 672975 | WILKINS | 720A | PVB | 0.750 | 58362 | LEFT SIDE OF HOUSE
2467 | TREMONT RD | 43221-3727 | Active | CB086644 | WILKINS | 720A | PVB | 1.000 | 58382 | RIGHT OF DOOR
2489 | TREMONT RD | 43221-3727 | Active | 439281 | WATTS | 909QT | RP | 1.500 | 94792 | BASMENT MY METER
2489 | TREMONT RD | 43221-3727 | Active | 80488 | WATTS | 009QT | RP | 0.500 | 3616992 | IN THE BASEMENT TO THE RIGHT OF THE BOILER
2489 | TREMONT RD | 43221-3727 | Active | 072768 | WATTS | LF009M2QT | RP | 1.000 | 3616993 | IN THE BASEMENT AT THE WATER METER
2500 | TREMONT RD | 43221-3774 | Active | CB215391 | Wilkins | 720A | PVB | 1.000 | 91503 | SOUTH SIDE OF HOUSE BELOW WINDOW
2515 | TREMONT RD | 43221-3729 | Active | T189431 | WILKINS | 720A | PVB | 1.000 | 88372 | FRONT OF HOUSE
2516 | TREMONT RD | 43221-3730 | Active | 062218 | WATTS | 800M4QT | PVB | 0.750 | 58528 | FRONT OF HOUSE JUST TO RIGHT OF FRONT DOOR
2528 | TREMONT RD | 43221-3730 | Active | W002093 | WILKINS | 975XL | RP | 1.000 | 58560 | BASEMENT
2531 | TREMONT RD | 43221-3729 | Replaced | REPAE3882 | WILKINS | 720A | PVB | 1.000 | 87468 | REPLACED- FRONT RIGHT OF DOOR
2531 | TREMONT RD | 43221-3729 | Active | CAB60611 | WILKINS | 720A | PVB | 1.000 | 3609421 | FRONT RIGHT OF DOOR
2542 | TREMONT RD | 43221-3730 | Active | 148602 | WATTS | 800M4 | PVB | 0.750 | 87369 | LEFT SIDE OF HOUSE
2549 | TREMONT RD | 43221-3729 | Active | 86412 | FEBCO | 765 | PVB | 1.000 | 94793 | LEFT OF FRONT DOOR
2559 | TREMONT RD | 43221-3729 | Active | CB451945 | WILKINS | 720A | PVB | 1.000 | 58633 | FRONT OF HOUSE
2656 | TREMONT RD | 43221-3606 | Active | T131816 | WILKINS | 720A | PVB | 0.750 | 102916 | FRONT OF HOUSE
2666 | TREMONT RD | 43221-3606 | Active | 508706 | RAINBIRD | 100R | PVB | 1.000 | 58927 | LEFT OF FRONT DOOR BEHIND BUSHES
2684 | TREMONT RD | 43221-3112 | Active | T223704 | WILKINS | 720 | PVB | 0.750 | 3547947 | RIGHT OF FRONT DOOR
2685 | TREMONT RD | 43221- | NULL | [5 empty] | 3351721
2700 | TREMONT RD | 43221-3112 | Active | CB485744 | WILKINS | 720A | PVB | 1.000 | 3547948 | FRONT CENTER RIGHT OF DOOR OFFSET
2706 | TREMONT RD | 43221-3112 | Active | 227092 | WATTS | 800QT | PVB | 1.000 | 59063 | FRONT OF HOUSE, BEHIND A/C UNIT
2800 | TREMONT RD | 43221-3151 | Removed | Z34137REM | WILKINS | 575A | RP | 0.750 | 59322 | REMOVED-OLD MECH ROOM
2800 | TREMONT RD | 43221-3151 | Removed | W210490REM | WILKINS | 975XL | RP | 0.750 | 59323 | REMOVED-NEW MECH ROOM
2800 | TREMONT RD | 43221-3151 | Removed | Z234085REM | WILKINS | 575A | RP | 0.750 | 91036 | REMOVED - old mech room basement
2800 | TREMONT RD | 43221-3151 | Active | 617930 | WATTS | 909QT | RP | 1.000 | 95237 | MECH ROOM
2800 | TREMONT RD | 43221-3151 | Active | 35081 | WATTS | 909QT | RP | 0.750 | 3607799 | OLD MECH ROOM
2800 | TREMONT RD | 43221-3151 | Active | 35387 | WATTS | 909 | RP | 0.750 | 3613621 | OLD MECH RM
2800 | TREMONT RD | 43221-3151 | Active | 1869070915 | AMES | 3000SS | DCDA | 6.000 | 3615399 | AT DOCK DOOR
2800 | TREMONT RD | 43221-3151 | Active | 24216 | WATTS | 007M1QT | DC | 0.750 | 3615400 | AT DOCK DOOR
2800 | TREMONT RD | 43221-3151 | Due Install |  |  |  | RP | 1.500 | 3635842
2850 | TREMONT RD | 43221-3153 | Removed | 286480REM | WATTS | 009QT | RP | 0.500 | 96848 | REMOVED-BASEMENT OF POOL HOUSE
2850 | TREMONT RD | 43221-3153 | Removed | 2900REM | XX | XX | AG | 0.000 | 96851 | REMOVED-in Filter room for pool
2850 | TREMONT RD | 43221-3153 | Active | QK-1039 | WATTS | 957 | RP | 6.000 | 3621372 | POOL BUILDING A - MECHANICAL ROOM
2850 | TREMONT RD | 43221-3153 | Not Required by DOW | RC-2368 | WATTS | 957QT | RP | 3.000 | 3622534 | WATER ROOM
2850 | TREMONT RD | 43221-3153 | Not Required by DOW | 074876 | WATTS | LF009M2QT | RP | 2.000 | 3622535 | METER ROOM
2900 | TREMONT RD | 43221-3153 | Active | 168609 | WATTS | 909 | RP | 3.000 | 59555 | BASEMENT
2900 | TREMONT RD | 43221-3153 | Not Required by DOW | 561885 | WILKINS | 950 | DC | 1.000 | 59556 | BASEMENT UNDER STAIRS
2900 | TREMONT RD | 43221-3153 | Not Required by DOW | 312573 | WATTS | 909M1QT | RP | 1.500 | 59557 | BASEMENT BOILER ROOM
2900 | TREMONT RD | 43221-3153 | Not Required by DOW | 44461 | WATTS | 009QT | RP | 1.000 | 59558 | BOILER ROOM
2900 | TREMONT RD | 43221-3153 | Not Required by DOW | 546551 | WATTS | 909QT | RP | 0.750 | 59559 | NEXT DOOR TO BOILER ROOM
2900 | TREMONT RD | 43221-3153 | Active | 5851B | WILKINS | 350ASTDA | DCDA | 4.000 | 3616792 | BASEMENT MECHANICAL ROOM
2900 | TREMONT RD | 43221-3153 | Active | 4251676 | WILKINS | 950XLD | DC | 0.750 | 3616793 | BASEMENT MECHANICAL ROOM
3120 | TREMONT RD | 43221-2033 | Removed | 7045REM | WATTS | 800QT | PVB | 0.750 | 60013 | REMOVED-NEXT TO ELECTRIC METER AT DRIVE THRU
3120 | TREMONT RD | 43221-2033 | Not Required by DOW | 381631 | WATTS | 800M4QT | PVB | 0.750 | 3607390 | NEXT TO ELECTRIC METER AT DRIVE THRU
3120 | TREMONT RD | 43221-2033 | Active | 151171 | Watts | LF009M2QT | RP | 2.000 | 3636801 | BSMNT MECH/FURN ROOM AT WATER METER
3120 | TREMONT RD | 43221-2033 | Due Install |  |  |  |  | 1.500 | 3658507 | BSMNT MECH/FURN ROOM AT WATER METER
3141 | TREMONT RD | 43221-2034 | Active | 54675 | AMES | 2000B | DC | 0.750 | 93240 | METER ROOM FRONT SE CORNER OF BLDG
3141 | TREMONT RD | 43221-2034 | Active | 1568060407 | AMES | 3000SS | DCDA | 4.000 | 93256 | METER ROOM FRONT SE CORNER OF BLDG
3141 | TREMONT RD | 43221-2034 | Not Required by DOW | 11634 | WATTS | 919AQT | RP | 1.000 | 93257 | SE CORNER MECH ROOM
3141 | TREMONT RD | 43221-2034 | Active | 08932 | WATTS | 919QT | RP | 1.500 | 93258 | SE CORNER MECH ROOM
3141 | TREMONT RD | 43221-2034 | Removed | 443959REM | WATTS | 009QT | RP | 0.500 | 94317 | REMOVED PHOTO LAB @ WALGREENS
3174 | TREMONT RD | 43221-2037 | Removed | 86539 | WATTS | LF007M1QT | DC | 1.000 | 60150 | BASEMENT MECHANICAL ROOM IN RESTROOM STALL
3174 | TREMONT RD | 43221-2037 | Active | ACA03965 | WILKINS | 975XL2 | RP | 1.500 | 3636984 | BASEMENT MECHANICAL ROOM IN MENS REST ROOM STALL
3174 | TREMONT RD | 43221-2037 | Not Required by DOW | 142405 | WATTS | LF007M1 | DC | 1.000 | 3653323 | CLOSET IN MENS RESTROOM
3175 | TREMONT RD | 43221-2012 | Active | 150926 | AMES | 3000SS | DCDA | 6.000 | 96554 | 1ST FLOOR MECH ROOM
3175 | TREMONT RD | 43221-2012 | Active | 05363 | WATTS | 007M1QT | DC | 0.750 | 96585 | 1ST FLOOR MECH ROOM
3175 | TREMONT RD | 43221-2012 | Active | X07893 | WILKINS | 375 | RP | 4.000 | 96586 | EAST SIDE OF BLDG IN PUMP ROOM
3175 | TREMONT RD | 43221-2012 | Not Required by DOW | 16636 | WATTS | 919AQT | RP | 1.000 | 96587 | IN PUMP ROOM NEAR AUX METER
3175 | TREMONT RD | 43221-2012 | Not Required by DOW | A69185 | WATTS | 009M3QT | RP | 0.750 | 100144 | FIRST FLOOR SPRINKLER RISER ROOM
3175 | TREMONT RD | 43221-2012 | LPS - Active |  |  |  | LPC |  | 3630036 | DOMESTIC PUMP - NORTH GARAGE
3175 | TREMONT RD | 43221-2012 | LPS - Active |  |  |  | VSS |  | 3630037 | FIRE PUMP - NORTH GARAGE
3190 | TREMONT RD | 43221- | Active | 1177931224 | WATTS | 774 | DCDA | 8.000 | 60168 | WEST SIDE OF PARKING LOT IN PIT NORTH OF BANK
3190 | TREMONT RD | 43221- | Active | 23230 | WATTS | 007M2QT | DC | 0.750 | 60169 | WEST SIDE OF PARKING LOT IN PIT NORTH OF BANK
3190 | TREMONT RD | 43221- | Active | 1230210909 | AMES | 4000SS | RP | 3.000 | 98930 | HOT BOX OFF OF TREMONT - EAST SIDE OF TREMONT
3190 | TREMONT RD | 43221- | Not Required by DOW | 20691 | WATTS | 919QT | RP | 2.000 | 103667 | 3150 TREMONT RD, MECHANICAL ROOM
3190 | TREMONT RD | 43221- | Not Required by DOW | 607330 | WILKINS | 450 | DC | 6.000 | 103668 | 3150 TREMONT RD, MECHANICAL ROOM
3190 | TREMONT RD | 43221- | Not Required by DOW | 20840 | WATTS | 919QT | RP | 2.000 | 103669 | 3150 TREMONT RD, MECHANICAL ROOM
3190 | TREMONT RD | 43221- | Not Required by DOW | 22785 | WATTS | 919QT | RP | 1.000 | 3615352 | UNIT 3106, ON WALL BEHIND LAUNDRY MACHINES
3190 | TREMONT RD | 43221- | Not Required by DOW | K01330 | WATTS | LF007M1 | RP | 1.000 | 3653687
3200 | TREMONT RD | 43221 | Active | 11049950323 | AMES | 3000 | DCDA | 8.000 | 3656179
3200 | TREMONT RD | 43221 | Active | 88340 | AMES | 2000B | DC | 0.750 | 3656949 | METER ROOM OUTSIDE DOOR SW CORNER OF BUILDING
3200 | TREMONT RD | 43221 | Active | L160516 | WILKINS | 375 | RP | 4.000 | 3657292 | METER ROOM OUTSIDE DOOR SW CORNER OF BUILDING
3200 | TREMONT RD | 43221 | LPS - Active |  |  |  | LST |  | 3657339 | FIRE PUMP - METER ROOM OUTSIDE DOOR SW CORNER OF BUILDING
3200 | TREMONT RD | 43221 | LPS - Active |  |  |  | LPC |  | 3657340 | DOMESTIC PUMP - METER ROOM OUTSIDE DOOR SW CORNER OF BUILDING
3241 | TREMONT RD | 43221-2039 | Active | L66668 | WILKINS | 375 | RP | 3.000 | 94319 | REAR METER ROOM BEHIND 3237 TREMONT
3241 | TREMONT RD | 43221-2039 | Active | 1508990606 | AMES | 3000SS | DCDA | 4.000 | 94320 | METER ROOM - 3221-3243 TREMONT RD
3241 | TREMONT RD | 43221-2039 | Active | 50901 | AMES | 2000B | DC | 0.750 | 94321 | METER ROOM - 3221-3243 TREMONT RD
3241 | TREMONT RD | 43221-2039 | Not Required by DOW | 16637 | WATTS | 919AQT | RP | 1.000 | 96874 | JANITORS CLOSET off 3231 tremomt rd
3241 | TREMONT RD | 43221-2039 | LPS - Active |  |  |  | LPC |  | 3635151 | DOMESTIC PUMP -
3242 | TREMONT RD | 43221 | Active | VL-0770 | WATTS | 957 | RP | 4.000 | 3652948 | NORTHWEST FIRE PUMP ROOM OUTSIDE DOOR ON N WALL
3242 | TREMONT RD | 43221 | Active | 28610 | WILKINS | 350 | DCDA | 8.000 | 3654459 | NORTHWEST FIRE PUMP ROOM OUTSIDE DOOR ON N WALL
3242 | TREMONT RD | 43221 | Active | HC58038 | WILKINS | 950XLD | DC | 0.750 | 3654460 | NORTHWEST FIRE PUMP ROOM OUTSIDE DOOR ON N WALL
3242 | TREMONT RD | 43221 | LPS - Active |  |  |  | LST |  | 3656180 | FIRE PUMP - NORTHWEST FIRE PUMP ROOM OUTSIDE DOOR ON N WALL
3242 | TREMONT RD | 43221 | LPS - Active |  |  |  | LPC |  | 3656181 | DOMESTIC PUMP - NORTHWEST FIRE PUMP ROOM OUTSIDE DOOR ON N WALL
3242 | TREMONT RD | 43221 | Not Required by DOW | ACJ1366 | WILKINS | 975XL2 | RP | 2.000 | 3656184 | NORTHWEST FIRE PUMP ROOM OUTSIDE DOOR ON N WALL
3250 | TREMONT RD | 43221-2040 | Not Required by DOW | T471883 | Wilkins | 720A | PVB | 1.000 | 95510 | OUTSIDE BY DRIVETHRU
3250 | TREMONT RD | 43221-2040 | Active | ALA59474 | WILKINS | 975XL3 | RP | 1.000 | 3636983 | MECHANICAL ROOM NEXT TO BREAK AREA
3280 | TREMONT RD | 43221-2040 | Active | AMA01501 | WILKINS | 975XL3 | RP | 1.500 | 3547978 | SPRINKLER RISER ROOM BACK LEFT BEHIND CVS
3280 | TREMONT RD | 43221-2040 | Active | N2503111145 | FEBCO | LF876V | DCDA | 4.000 | 3658309 | SPRINKLER RISER ROOM BACK LEFT BEHIND CVS
3280 | TREMONT RD | 43221-2040 | Active | 06921 | WATTS | LF619 | DC | 0.750 | 3658923 | SPRINKLER RISER ROOM BACK LEFT BEHIND CVS
3360 | TREMONT RD | 43221-2111 | Active | 100215 | WATTS | 009M2QT | RP | 1.000 | 60528 | MECH ROOM IN BASEMENT HALLWAY ON NORTH SIDE off 3360 tremont rd
3363 | TREMONT RD | 43221-2110 | Active | 4285324 | WILKINS | 975XL2 | RP | 2.000 | 3618665 | RISER RM EXTERIOR DOOR, MECH RM ENTER FROM BACK OF BLDG
3363 | TREMONT RD | 43221-2110 | Not Required by DOW | 21286 | WATTS | LF919QT | RP | 1.500 | 3618666 | RISER RM EXTERIOR DOOR S WALL, MECH RM ENTER FROM BACK OF BLDG
3363 | TREMONT RD | 43221-2110 | Active | 189322 | AMES | 3000SS | DCDA | 4.000 | 3619735 | RISER RM EXTERIOR DOOR S WALL
3363 | TREMONT RD | 43221-2110 | Active | 76512 | AMES | 2000B | DC | 0.750 | 3619736 | RISER RM EXTERIOR DOOR S WALL
3380 | TREMONT RD | 43221-2112 | Not Required by DOW | 140551 | WATTS | 919QT | RP | 0.750 | 60553 | MAIN FLOOR IN PAPER STORAGE ROOM-WEST ENTRANCE
3380 | TREMONT RD | 43221-2112 | Active | 74224 | WATTS | LF919QT | RP | 1.000 | 3650393 | AT METER. SOUTH ENTRANCE OF BUILDING STORAGE ROOM TO LEFT
3413 | TREMONT RD | 43221 | Active | 3770693 | WILKINS | 975XL | RP | 1.500 | 3605554 | HOT BOX WEST SIDE OF PROPERTY ACROSS FROM 3380 LONDON CT BEHIND GATE.
3413 | TREMONT RD | 43221 | Not Required by DOW | T202135 | WILKINS | 720 | PVB | 1.000 | 3624995 | NORTH OF SIDE OF WATER METER HOT BOX
3525 | TREMONT RD | 43221- | Active | 4566228xltcu | WILKINS | 975XL2 | RP | 1.500 | 3458187 | MAINTENANCE BUILDING AT SOUTH END OF PROPERTY SE CORNER BY METER
3600 | TREMONT RD | 43221-1558 | Active | 011360 | WATTS | LF909 | RP | 3.000 | 89495 | SOUTH WEST CORNER OF PROP. BY PIT UNDER FAKE ROCK
3605 | TREMONT RD | 43221-1557 | Active | A181877 | FEBCO | 825Y | RP | 1.500 | 3626454 | PIT BY ROAD OFF OF MCCOY IN HOTBOX
3080 | TREMONT RD UNIT A | 43221-2004 | Removed | 329613REM |  |  |  | 0.000 | 59921 | REMOVED-KITCHEN @ METER--CARIBOU COFFEE CO. INC
3080 | TREMONT RD UNIT A | 43221-2004 | Active | 329618 | WILKINS | 975XL | RP | 2.000 | 59922 | STORE ROOM BY METER--BRUEGGER'S BAGEL BAKERY
3600 | TREMONT RD UNIT A | 43221-1558 | Active | L01465 | WILKINS | 375 | RP | 2.500 | 61252 | GARAGE
3600 | TREMONT RD UNIT A | 43221-1558 | Not Required by DOW | DP892 | CONBRACO | 40204A2 | RP | 0.750 | 61253 | UPSTAIRS MECH ROOM ABOVE CONDENSOR PUMP
3600 | TREMONT RD UNIT A | 43221-1558 | Not Required by DOW | 36483 | WATTS | 919AQT | RP | 0.750 | 61254 | ABOVE HEATER 10' WEST OF STAIRWELL IN CELLING
3600 | TREMONT RD UNIT A | 43221-1558 | Not Required by DOW | 93495A | APOLLO | RPLF4A | RP | 0.750 | 61255 | BOILER ROOM ABOVE BOILER 12' OFF FLOOR
3605 | TREMONT RD UNIT A | 43221-1557 | Active | 001424 | WATTS | LF909 | RP | 3.000 | 3547985 | CLUB HOUSE BASEMENT EAST WALL
3605 | TREMONT RD UNIT B | 43221 | Active | 22382 | WATTS | 919QT | RP | 2.000 | 104020 | IN MECHANICAL ROOM BASEMENT EAST WALL
3605 | TREMONT RD UNIT B | 43221 | Not Required by DOW | 42710 | WATTS | 919QT | RP | 1.000 | 104021 | MECHANICAL ROOM AGAINST EAST WALL
3605 | TREMONT RD UNIT B | 43221 | Active | 1154901113 | WATTS | 774DCDA | DCDA | 6.000 | 3351182 | FIRE SPRINKLER MAIN IN PIT BY ROAD
3605 | TREMONT RD UNIT B | 43221 | Active | 21719 | WATTS | 007M1QT | DC | 0.750 | 3351183 | PIT BY ROAD
1401 | TRENTWOOD RD | 43221-2229 | Active | 337081 | WILKINS | 720A | PVB | 0.750 | 102553 | FRONT OF HOUSE
1518 | TRENTWOOD RD | 43221-2252 | Active | CAA34828 | WILKINS | 720A | PVB | 1.000 | 55286 | BACK OF HOUSE
1532 | TRENTWOOD RD | 43221-2252 | Active | G208758 | WILKINS | 720A | PVB | 0.750 | 94656 | LEFT SIDE OF HOUSE
1551 | TRENTWOOD RD | 43221-2251 | Active | T372325 | FEBCO | 765 | PVB | 0.750 | 55375 | REAR OF HOUSE
1568 | TRENTWOOD RD | 43221-2254 | Active | T210804 | WILKINS | 720 | PVB | 0.750 | 3548095 | FRONT OF HOUSE
1573 | TRENTWOOD RD | 43221-2253 | Active | CB113936 | WILKINS | 720A | PVB | 0.750 | 3548096 | Front
1616 | TRENTWOOD RD | 43221-2256 | Active | A65039 | FEBCO | 765 | PVB | 0.750 | 94794 | RIGHT SIDE OF HOUSE
519 | TREVITT ST | 43203-1145 | Active | 199948 | WATTS | 007M3QT | DC | 0.750 | 95881 | MECHANICAL ROOM A4 - Trevitt E. S.
519 | TREVITT ST | 43203-1145 | Active | HK3204 | WATTS | 757 | DC | 8.000 | 95885 | MECHANICAL ROOM A4 - Trevitt E. S.
519 | TREVITT ST | 43203-1145 | Active | 182762 | WATTS | 909QTFDA | RP | 3.000 | 96377 | BEATY MECH ROOM #N101M
519 | TREVITT ST | 43203-1145 | Not Required by DOW | A60199 | WATTS | 009 | RP | 0.750 | 102998 | TREVITT MECHANICAL ROOM
576 | TRIPLETT SQ | 43054-8078 | Active | G086236 | WILKINS | 720A | PVB | 0.750 | 67876 | LEFT SIDE OF HOME
5815 | TRIPLETT SQ | 43054-8083 | Active | G080928 | WILKINS | 720A | PVB | 0.750 | 68066 | LEFT FRONT
5820 | TRIPLETT SQ | 43054-8080 | Active | EAJ0605 | WILKINS | 720A | PVB | 0.750 | 3597256
5830 | TRIPLETT SQ | 43054-8080 | Active | b47000 | CONBRACO | PVB | PVB | 0.750 | 95716 | LEFT SIDE
5840 | TRIPLETT SQ | 43054-8080 | Active | A006820 | WILKINS | 720A | PVB | 0.750 | 88729 | LEFT FRONT
5870 | TRIPLETT SQ | 43054-8080 | Active | T034297 | WILKINS | 720A | PVB | 0.750 | 99988 | RIGHT SIDE
5910 | TRIPLETT SQ | 43054-8081 | Active | ZJ563 | CONBRACO | PVB | PVB | 1.000 | 91515 | left side
797 | TROON TR | 43085-2949 | Active | T096956 | WILKINS | 720A | PVB | 0.750 | 102488 | LEFT SIDE
798 | TROON TR | 43085-2950 | Active | AK2647 | FEBCO | 765 | PVB | 0.750 | 94795 | SE CORNER
835 | TROON TR | 43085-2929 | Active | 371740 | WILKINS | 720A | PVB | 1.000 | 73741 | LEFT SIDE OF HOUSE
486 | TROPHY DR | 43026 | Active | CAA53508 | WILKINS | 720A | PVB | 0.750 | 3650347
4874 | TROPHY RD | 43026 | Active | HE80701 | FEBCO | 765 | PVB | 0.750 | 3649786 | LEFT FRONT
4884 | TROPHY RD | 43026 | Active | CAA52683 | WILKINS | 720A | PVB | 0.750 | 3650981
4896 | TROPHY RD | 43026 | Active | CB828186 | WILKINS | 720A | PVB | 0.750 | 3646763 | LEFT FRONT
2615 | TROTTERSWAY DR | 43235-5510 | Active | 568158 | WILKINS | 720A | PVB | 1.000 | 94796 | AT MAIN ENTR. BEHIND GAURD SHACK
3961 | TRUEMAN BL | 43026- | Active | 1428070605 | AMES | 3000SS | DCDA | 6.000 | 62366 | METER PIT NE PARKING LOT OF STAPLES
3961 | TRUEMAN BL | 43026- | Active | 65073 | WATTS | 007QT | DC | 0.750 | 62367 | METER PIT N OF STAPLES
3961 | TRUEMAN BL | 43026- | Active | 122454 | WATTS | 09M2QT | RP | 1.500 | 88290 | BACK MECH/RISER ROOM OUTSIDE DR 3961 AT WATER RISER
3961 | TRUEMAN BL | 43026- | Not Required by DOW | H56133 | FEBCO | 825Y | RP | 1.000 | 89695 | 3961 MECH ROOM REAR OF BUILDING AT DEDUCT METER
3961 | TRUEMAN BL | 43026- | Not Required by DOW | 269351 | WATTS | 009M2QT | RP | 2.000 | 3610074 | OUTSIDE MECHANICAL ROOM
4211 | TRUEMAN BL | 43026 | Active | 134410504 | AMES | 3000SS | DCDA | 8.000 | 63298 | NORTH ENTRANCE OFF OF TRUEMAN BLVD
4211 | TRUEMAN BL | 43026 | Active | 38723 | AMES | 2000B | DC | 0.750 | 63299 | NORTH ENTRANCE OFF OF TRUEMAN BLVD
4211 | TRUEMAN BL | 43026 | Active | L20495 | WILKINS | 375 | RP | 3.000 | 63300 | WEST PUMP/EQUIPMENT ROOM MTR IN PIT
4211 | TRUEMAN BL | 43026 | Not Required by DOW | W175393 | WILKINS | 975XL | RP | 0.750 | 63301 | ABOVE FREEZER COOLER NORTH SIDE MOP SINK/HOSE BIB?
4211 | TRUEMAN BL | 43026 | Not Required by DOW | 5004631 | WILKINS | 975XL2TCU | RP | 2.000 | 88451 | N END OF BLDG PUMP RM
4211 | TRUEMAN BL | 43026 | Active | 01443 | AMES | 4000B | RP | 1.250 | 92230 | GUEST SERVICE/RETURN AREA STORAGE/MOP SINK ROOM
4211 | TRUEMAN BL | 43026 | Not Required by DOW | 006655 | WATTS | 009M3QT | RP | 0.750 | 3607936 | RO SYSTEM, KITCHEN AREA OF STARBUCKS
4211 | TRUEMAN BL | 43026 | LPS - Active |  |  |  | LST |  | 3651959 | FIRE PUMP - WEST PUMP/EQUIPMENT ROOM
4595 | TRUEMAN BL | 43026 | Active | 3803791 | WILKINS | 975XL2 | RP | 1.500 | 103993 | EAST MECHANICAL ROOM AT WATER METER
4595 | TRUEMAN BL | 43026 | Not Required by DOW | 3828731 | WILKINS | 975XL2 | RP | 1.000 | 103994 | EAST MECHANICAL ROOM AT WATER METER
3939 | TRUEMAN BLVD | 43026-2495 | Active | 06442 | WATTS | 919QT | RP | 2.000 | 89011 | SE MECH/RISER ROOM AT WATER METER OUTSIDE DOOR
3939 | TRUEMAN BLVD | 43026-2495 | Active | FK-0891 | WATTS | 757 | DCDA | 8.000 | 89682 | SE RISER ROOM DOOR OUTSIDE DOOR
3939 | TRUEMAN BLVD | 43026-2495 | Active | 045775 | WATTS | LF007M3QT | DC | 0.750 | 89683 | EAST OUTSIDE DOOR RISER ROOM DOOR
3939 | TRUEMAN BLVD | 43026-2495 | Removed | T583160REM | WILKINS | 720A | PVB | 1.000 | 92079 | OUTSIDE MECH ROOM
3939 | TRUEMAN BLVD | 43026-2495 | Removed | 723522REM | WATTS | 800M4QT | PVB | 1.000 | 3608153 | ***REMOVED*** - OUTSIDE RISER ROOM
4081 | TRUEMAN BLVD | 43026-2492 | Active | 1431910605 | AMES | 3000SS | DCDA | 6.000 | 62848 | METER PIT
4081 | TRUEMAN BLVD | 43026-2492 | Active | 225904 | WATTS | 009M2QT | RP | 2.000 | 62849 | MECHANICAL ROOM BACK OF BUILDING
4081 | TRUEMAN BLVD | 43026-2492 | Not Required by DOW | G281095 | WILKINS | 720A | PVB | 1.000 | 62850 | OUTSIDE BUILDING MECHANICAL ROOM
4081 | TRUEMAN BLVD | 43026-2492 | Active | 65361 | WATTS | 007M1QT | DC | 0.750 | 62851 | Middle METER PIT behind 4093
4083 | TRUEMAN BLVD | 43026-2492 | Active | 20375 | WATTS | 009M2QT | RP | 2.000 | 94041 | MECH ROOM NEXT TO CAR WASH
4083 | TRUEMAN BLVD | 43026-2492 | Active | 149307 | AMES | 3000SS | DCDA | 6.000 | 94042 | METER PIT N SIDE OF BLDG
4083 | TRUEMAN BLVD | 43026-2492 | Active | 05415 | WATTS | 007M1QT | DC | 0.750 | 94044 | METER PIT N SIDE OF BLDG
4083 | TRUEMAN BLVD | 43026-2492 | Active | 065592 | WATTS | 009M2QT | RP | 1.500 | 94045 | MECH ROOM NEXT TO CAR WASH
4099 | TRUEMAN BLVD | 43026-2492 | Active | 1433150605 | AMES | 3000SS | DCDA | 6.000 | 62869 | IN PIT 60' N OF NE CORNER OF 4093 GRANDADS BY PARK LOT/BUSHES/GRASS
4099 | TRUEMAN BLVD | 43026-2492 | Active | 65385 | WATTS | 007QT | DC | 0.750 | 62870 | IN PIT N OF NE OF 4093 IN GRASS
4099 | TRUEMAN BLVD | 43026-2492 | Not Required by DOW | W143174 | WILKINS | 975XL | RP | 1.000 | 75041 | SE MECH ROOM @ the credit union building
4099 | TRUEMAN BLVD | 43026-2492 | Active | W186847 | WILKINS | 975XL | RP | 1.000 | 75042 | MECH ROOM SE OUTSIDE DOOR AT WATER RISER
4101 | TRUEMAN BLVD | 43026-2479 | Active | 220631 | WATTS | 009QT | RP | 2.000 | 62915 | SE CORNER/AREA BY GARDEN DOORS/SLIDRS
4101 | TRUEMAN BLVD | 43026-2479 | Active | 1285480703 | AMES | 3000SS | DCDA | 8.000 | 62916 | IN PIT IN ISLAND IN PARKING LOT AT END OF MAIN ENTRANCE
4101 | TRUEMAN BLVD | 43026-2479 | Active | 31172 | AMES | 2000B | DC | 0.750 | 62917 | IN PIT IN ISLAND PARKING LOT OFF N ENTRANCE
4101 | TRUEMAN BLVD | 43026-2479 | Not Required by DOW | 98377 | WATTS | 009QT | RP | 1.500 | 62918 | WEST/BACK PUMP ROOM OUTSIDE DOOR
4101 | TRUEMAN BLVD | 43026-2479 | LPS - Active |  |  |  | LST |  | 3639134 | PUMP FIRE WEST/BACK PUMP ROOM OUTSIDE DOOR
4160 | TRUEMAN BLVD | 43026 | Active | 21891 | WATTS | 007M1QT | DC | 0.750 | 3608282 | W MOST GARAGE AT NW CORNER OF PROPERTY
4160 | TRUEMAN BLVD | 43026 | Active | 11561213 | WATTS | 774DCDA | DCDA | 6.000 | 3611760 | W MOST GARAGE AT NW CORNER OF PROPERTY
4160 | TRUEMAN BLVD | 43026 | Active | NG-0488 | WATTS | 957 | RP | 4.000 | 3611761 | W MOST GARAGE AT NW CORNER OF PROPERTY
4160 | TRUEMAN BLVD | 43026 | Not Required by DOW | 337917 | WATTS | 009M2-FP | RP | 2.000 | 3611762 | WATER ROOM
4230 | TRUEMAN BLVD | 43026 | Not Required by DOW | 14391 | WATTS | 919QT | RP | 1.500 | 100609 | MECHANIC ROOM OUTSIDE ACCESS
4230 | TRUEMAN BLVD | 43026 | Active | 13917 | WATTS | 919QT | RP | 1.500 | 102081 | SPRINKLER ROOM AT WATER METER
4230 | TRUEMAN BLVD | 43026 | Active | 17271 | WATTS | 007M1QT | DC | 0.750 | 103784 | RISER ROOM
4230 | TRUEMAN BLVD | 43026 | Active | 1753180611 | AMES | 3000SS | DCDA | 6.000 | 103785 | RISER ROOM
4303 | TRUEMAN BLVD | 43026 | Active | 1853570215 | AMES | 3000SS | DCDA | 6.000 | 3614970 | IN PIT AT N ENTRANCE
4303 | TRUEMAN BLVD | 43026 | Active | 22691 | WATTS | 007M1QT | DC | 0.750 | 3615350 | IN PIT AT N ENTRANCE
4303 | TRUEMAN BLVD | 43026 | Active | 1288010415 | AMES | 4000SS | RP | 3.000 | 3615351 | IN HOT BOX AT NE ENTRANCE
4303 | TRUEMAN BLVD | 43026 | Not Required by DOW | 19678 | WATTS | 919QT | RP | 1.500 | 3618404 | RISER ROOM
4640 | TRUEMAN BLVD | 43026-2438 | Active | 4945685 | WILKINS | 950XL | DC | 0.750 | 64665 | MECH ROOM SOUTH END
4640 | TRUEMAN BLVD | 43026-2438 | Active | N03591 | WILKINS | 350DA | DCDA | 8.000 | 64666 | MECH ROOM SOUTH END
4640 | TRUEMAN BLVD | 43026-2438 | Active | 62371 | WATTS | 009M2QT | RP | 1.50 | 64667 | IN MECH ROOM
4660 | TRUEMAN BLVD | 43026-2438 | Active | 218373 | WATTS | 909 | RP | 4.000 | 96867 | MECH ROOM EAST SIDE AT WATER RISER BTTM DEVICE
4660 | TRUEMAN BLVD | 43026-2438 | Active | 218764 | WATTS | 909 | RP | 4.000 | 96875 | MECH ROOM EAST SIDE TOP DEVICE AT WATER RISER
4660 | TRUEMAN BLVD | 43026-2438 | Active | 159048 | AMES | 3000SS | DCDA | 8.000 | 96876 | IN PIT E BACK BEHIND BLDG TAP OFF SCHIRTZINGER
4660 | TRUEMAN BLVD | 43026-2438 | Active | 56792 | AMES | 2000B | DC | 0.750 | 96877 | BACK E OF BLDG IN METER PIT
2958 | TRUEMAN CT | 43123-3558 | Active | CB489342 | WILKINS | 720A | PVB | 0.750 | 3548390 | LEFT SIDE OF HOUSE
3777 | TRUEMAN CT | 43026-2496 | Active | 06481 | WATTS | 919QT | RP | 1.500 | 90742 | SE MECH/RISER ROOM Outside Door AT WATER METER
3777 | TRUEMAN CT | 43026-2496 | Active | 1512630706 | AMES | 3000SS | DCDA | 6.000 | 90743 | SE MECH/RISER ROOM Ooutside Door
3777 | TRUEMAN CT | 43026-2496 | Active | 67539 | WATTS | 007M1QT | DC | 0.750 | 90744 | SE MECH/RISER ROOM
3777 | TRUEMAN CT | 43026-2496 | Not Required by DOW | H004144 | FEBCO | 765 | PVB | 1.250 | 96976 | REAR OF BLDG OUTSIDE BY METER REMOTE
3830 | TRUEMAN CT | 43026-2496 | Not Required by DOW | w342366 | WILKINS | 975XL | RP | 1.000 | 95330 | SW CORNER OF BLDG IN RISER ROOM
3830 | TRUEMAN CT | 43026-2496 | Active | 4977199 | WILKINS | 975XL2 | RP | 1.500 | 95408 | SW CORNER OF BLDG IN RISER ROOM
3830 | TRUEMAN CT | 43026-2496 | Active | 56243 | AMES | 2000B | DC | 0.750 | 95469 | MECH ROOM SW CORNER OF BUILDING
3830 | TRUEMAN CT | 43026-2496 | Active | 1596940907 | AMES | 3000SS | DCDA | 4.000 | 95470 | MECH ROOM
3831 | TRUEMAN CT | 43026- | Active | A06163 | WATTS | 009M2QT | RP | 1.500 | 90734 | MECH ROOM IN REAR OF 3823
3831 | TRUEMAN CT | 43026- | Active | 150677 | AMES | 2000SS | DCDA | 6.000 | 90740 | MECH ROOM IN REAR OF 3823
3831 | TRUEMAN CT | 43026- | Active | 05355 | WATTS | 007M1QT | DC | 0.750 | 90741 | MECH ROOM IN REAR OF 3823
3839 | TRUEMAN CT | 43026- | Active | A05596 | WATTS | 009M2QT | RP | 1.500 | 91744 | EAST UTILITY ROOM
3839 | TRUEMAN CT | 43026- | Not Required by DOW | A174701 | WILKINS | 720A | PVB | 0.750 | 91745 | ON NORTH SIDE OF BLDG
3839 | TRUEMAN CT | 43026- | Active | 1545291206 | AMES | 3000SS | DCDA | 6.000 | 91746 | METER ROOM ON SIDE OF BLDG
3839 | TRUEMAN CT | 43026- | Active | 07681 | WATTS | 007M1QT | DC | 0.750 | 91747 | METER ROOM AT SIDE OF BLDG
3861 | TRUEMAN CT | 43026-2496 | Active | 15665 | AMES | 2000BM3 | DC | 0.750 | 97768 | basement access from 3855
3861 | TRUEMAN CT | 43026-2496 | Active | JC0421 | AMES | 300gv | DCDA | 6.000 | 97781 | basement access from 3855
3861 | TRUEMAN CT | 43026-2496 | Active | 11218 | WATTS | 919QT | RP | 1.500 | 98389 | BASEMENT ACCESS FROM 3855
3861 | TRUEMAN CT | 43026-2496 | Not Required by DOW | F098326 | WILKINS | 720A | PVB | 1.000 | 98390 | NORTHWEST CORNER OF BUILDING
3863 | TRUEMAN CT | 43026-2496 | Active | A42843 | WATTS | 009M2QT | RP | 1.000 | 95104 | MECH ROOM NE CORNER OF BLDG 1ST FLOOR
3863 | TRUEMAN CT | 43026-2496 | Not Required by DOW | G106592 | WILKINS | 720A | PVB | 1.000 | 95146 | OUTSIDE NE CORNER
4880 | TRUMBO CT | 43054-9008 | Active | CAA79589 | WILKINS | 720A | PVB | 1.000 | 65315 | LEFT FRONT OF HOUSE
4883 | TRUMBO CT | 43054-9008 | Active | 444577 | WILKINS | 720A | PVB | 0.750 | 65330 | FRONT OF HOUSE
3988 | trupointe blvd |  | Active | XI-0206 | AMES | COLT 400 | RP | 4.000 | 3658009 | HOTBOX LEFT OF NORTH DRIVE
3988 | trupointe blvd |  | Active | YE-0447 | AMES | COLT 300-GV | DCDA | 8.000 | 3658167 | HOTBOX NW CORNER OF BUILDING NORTH SIDE OF TRUPOINT 1ST LOT W OF TRUMAN
3988 | trupointe blvd |  | Active | 75609 | WATTS | 2000BM3 | DC | 0.750 | 3658168 | HOTBOX NW CORNER OF BUILDING NORTH SIDE OF TRUPOINT 1ST LOT W OF TRUMAN
6033 | TUCKAHOE CT | 43054-8946 | Active | H066780 | FEBCO | 765 | PVB | 0.750 | 68754 | LT SIDE
6034 | TUCKAHOE CT | 43054-8946 | Active | DA4737 | FEBCO | 765 | PVB | 1.000 | 68757 | LEFT FRONT
6045 | TUCKAHOE CT | 43054-8946 | Active | H208710 | FEBCO | 765 | PVB | 1.000 | 91203 | LEFT FRONT
6046 | TUCKAHOE CT | 43054-8946 | Active | T294390 | WILKINS | 720A | PVB | 0.750 | 68785 | FRONT OF HOUSE
6057 | TUCKAHOE CT | 43054-8946 | Active | 318006 | WATTS | 800M4FR | PVB | 0.750 | 68821 | NE SIDE OF HOUSE
6058 | TUCKAHOE CT | 43054-8946 | Active | 309242 | WILKINS | 720A | PVB | 1.000 | 68826 | LT SIDE
160 | TUCKER DR | 43085-3064 | Active | T480307 | WILKINS | 720 | PVB | 0.750 | 3548409 | FRONT CENTER
161 | TUCKER DR | 43085-3063 | Active | ABB0611 | WILKINS | 975XL | RP | 0.750 | 3548410 | FRONT LEFT OF DOOR UNDER WINDOW
195 | TUCKER DR | 43085-3063 | Active | 618151 | WATTS | 800M4QT | PVB | 1.000 | 56727 | FRONT
224 | TUCKER DR | 43085-3064 | Active | 381253 | WILKINS | 420 | PVB | 1.000 | 3548416 | EAST SIDE
229 | TUCKER DR | 43085-3063 | Active | T070808 | WILKINS | 720A | PVB | 0.750 | 97831 | RIGHT SIDE OF HOUSE (WEST)
244 | TUCKER DR | 43085-3064 | Active | 11766 | WATTS | 995QT | RP | 1.000 | 91112 | FRONT RIGHT OF DOOR
247 | TUCKER DR | 43085-3063 | Active | T077019 | WILKINS | 720 | PVB | 0.750 | 3548417 | LEFT SIDE OF HOUSE
268 | TUCKER DR | 43085-3064 | Active | EAE8260 | WILKINS | 720A | PVB | 0.750 | 3548419 | FRONT RIGHT CORNER
330 | TUCKER DR | 43085-3030 | Active | T239571 | WILKINS | 720 | PVB | 0.750 | 3548422 | FRONT OF HOUSE
340 | TUCKER DR | 43085-3030 | Active | EAD8014 | WILKINS | 720A | PVB | 1.000 | 94798 | AT REAR OF HOUSE IN BLACK BOX
360 | TUCKER DR | 43085-3030 | Removed | W341611REM | WILKINS | 975XLBMS | RP | 0.750 | 88652 | REMOVED-LEFT SIDE OF HOUSE
360 | TUCKER DR | 43085-3030 | Active | 3933403 | WILKINS | 975 | RP | 0.750 | 3609744 | LEFT SIDE OF HOUSE
430 | TUCKER DR | 43085-3085 | Active | T082622 | Wilkins | 720A | PVB | 0.750 | 94799 | FRONT OF HOUSE
450 | TUCKER DR | 43085-3085 | Active | CB004328 | WILKINS | 720A | PVB | 0.750 | 3548428 | RIGHT CENTER BY A/C
495 | TUCKER DR | 43085-3025 | Active | T304601 | WILKINS | 720 | PVB | 0.750 | 3548431 | OUTSIDE
510 | TUCKER DR | 43085-3026 | Active | CAA30833 | WILKINS | 720A | PVB | 0.750 | 3548432 | RIGHT SIDE OF HOUSE
515 | TUCKER DR | 43085-3022 | Active | H781882 | Febco | 765 | PVB | 1.000 | 66135 | BACKSIDE OF HOUSE, EAST END OF PATIO
559 | TUCKER DR | 43085-3022 | Active | A038213 | WILKINS | 720A | PVB | 0.750 | 88606 | LEFT SIDE OF HOUSE
265 | TUDOR RD | 43209-2955 | Active | T486867 | WILKINS | 720 | PVB | 0.750 | 3548461 | FRONT RIGHT
5954 | TULIP HILL RD | 43235-3329 | Active | CB157655 | WILKINS | 720A | PVB | 1.000 | 94802 | FRONT RIGHT OF DOOR
5987 | TULIP HILL RD | 43235-3328 | Replaced | REPCC1839 | FEBCO | 765 | PVB | 0.750 | 94803 | REPLACED- RIGHT SIDE
5987 | TULIP HILL RD | 43235-3328 | Removed | 380112REM | WATTS | 800 | PVB | 0.750 | 3609727 | RIGHT SIDE
6001 | TULIP HILL RD | 43235-3328 | Active | AH8379 | FEBCO | 765 | PVB | 0.750 | 94804 | BACK OF HOUSE
6013 | TULIP HILL RD | 43235-3328 | Active | CH1068 | FEBCO | 765 | PVB | 0.750 | 92186 | RIGHT SIDE
6025 | TULIP HILL RD | 43235-3328 | Active | H461581 | FEBCO | 765 | PVB | 0.750 | 92142 | FRONT OF HOUSE
6030 | TULIP HILL RD | 43235-3304 | Active | BM5654 | FEBCO | 765 | PVB | 0.750 | 94805 | FRONT OF HOUSE
6037 | TULIP HILL RD | 43235-3328 | Active | 035838 | WATTS | LF800M4QT | PVB | 0.750 | 94806 | FRONT RIGHT OF DOOR
6042 | TULIP HILL RD | 43235-3304 | Active | H533823 | FEBCO | 765 | PVB | 0.750 | 97454 | right side of house
6066 | TULIP HILL RD | 43235-3363 | Active | CC9980 | FEBCO | 765 | PVB | 0.750 | 3548743 | FRONT LEFT OF DOOR
2165 | TULIPTREE AVE | 43229-5330 | Active | 4313048 | WILKINS | 975XL | RP | 0.750 | 3548754 | BASEMENT
2751 | TULLER PKWY | 43017-2317 | Active | A236755 | WILKINS | 375 | RP | 0.750 | 103300 | 5880 SAWMILL RD, DENTAL VAC SYS X-RAY RM IN CABINET @ FAC SYS
2751 | TULLER PKWY | 43017-2317 | Active | 0006211242 | FEBCO | 880V | RP | 4.000 | 3655690 | 6479 REFLECTIONS DRIVE
2751 | TULLER PKWY | 43017-2317 | Active | 0006211210 | FEBCO | 880V | RP | 4.000 | 3655691 | 6465 REFLECTIONS DRIVE
2751 | TULLER PKWY | 43017-2317 | Due Install |  |  |  | RP | 6.000 | 3655700
2780 | TULLER PKWY | 43017-2308 | Active | 164169 | WILKINS | 975XL | RP | 2.000 | 3548773 | MID MECH/EQUIPMENT AREA AT WATER METER
2780 | TULLER PKWY | 43017-2308 | LPS - Active |  |  |  | LPC |  | 3651268 | DOMESTIC PUMP - MECHANICAL ROOM CENTER OF BUILDING
3800 | TULLER RD | 43017-5018 | Active | 3942729 | WILKINS | 975 XL2 | RP | 1.500 | 61814 | BASEMENT ON LIMITED FIRE AFTER METER
3800 | TULLER RD | 43017-5018 | Active | 42899 | WILKINS | LF-919-QT | RP | 2.000 | 3636987 | BASEMENT AT WATER METER
3830 | TULLER RD | 43017 | Not Required by DOW | 210067 | WATTS | 009M3QT | RP | 0.750 | 61894 | IN ROOM BESIDE OFFICE NEXT TO WATER METER
3830 | TULLER RD | 43017 | Active | AMA13375 | WILKINS | 975XL3 | RP | 1.500 | 61895 | NW MECH ROOM THRU OFFICE AT WATER METER
3830 | TULLER RD | 43017 | Not Required by DOW | 52131 | WATTS | 009QT | RP | 1.000 | 61896 | IN ROOM BESIDE OFFICE AT WATER METER
3850 | TULLER RD | 43017- | Removed | 12256REM | WATTS | 009M3QT | RP | 0.750 | 61951 | REMOVED-SOUTHWEST CORNER OF UTILITY ROOM
3850 | TULLER RD | 43017- | Removed | 165550REM | WATTS | 009M2PCQT | RP | 0.750 | 61952 | REMOVED-ELECTRICAL MECHANICAL ROOM AT WATER METER
3850 | TULLER RD | 43017- | Active | 3572787 | WILKINS | 975XL2 | RP | 0.750 | 102294 | SW MECH RM - ROOF ACCESS INFINITY USED CARS AT WATER METER
3890 | TULLER RD | 43017 | Active | J025302 | FEBCO | 825YA | RP | 2.000 | 96157 | IN CLOSET AT RIGHT OF SERVICE MAN DOOR ABOVE METER
3890 | TULLER RD | 43017 | Not Required by DOW | 4688237 | WILKINS | 975 | RP | 1.500 | 3636533 | IN BAY BY CAR WASH 20 FT UP
3920 | TULLER RD | 43017-5020 | LPS - Active |  |  |  | LST |  | 3548774 | FIRE PUMP - FIRE PUMP ROOM
3920 | TULLER RD | 43017-5020 | Due Install |  |  |  | RP | 4.000 | 3652518
3920 | TULLER RD | 43017-5020 | Due Install |  |  |  | DCDA | 6.000 | 3652519
3950 | TULLER RD | 43017-5020 | Due Install |  |  |  | RP | 3.000 | 3548775 | STORAGE ROOM THRU OFFICE/LAUNDRY AT WATER METER
3950 | TULLER RD | 43017-5020 | Due Install |  |  |  | DCDA | 6.000 | 3639536 | IN PIT
4140 | TULLER RD | 43017 | Active | AC2834 | FEBCO | 765 | PVB | 1.500 | 63022 | OUTSIDE AT METER PIT -W ENTRNCE AT TREE LINE 50' N CURB
4140 | TULLER RD | 43017 | Due Install |  |  |  | RP | 6.000 | 3638762 | IN HOT BOX AT PIT PIT SW OF PROPERTY
4256 | TULLER RD | 43017- | Active | AA1541 | FEBCO | 765 | PVB | 1.500 | 100050 | ON THE NW SIDE OF BUILDING TOWARD THE BACK
4256 | TULLER RD | 43017- | Due Install |  |  |  | RP | 3.000 | 3628062 | IN HOT BOX AT PIT SW PROPERTY
4270 | TULLER RD | 43017-5007 | Active | 82115 | WATTS | 919QT | RP | 0.750 | 102127 | Front Mechanical Room
4300 | TULLER RD | 43017-5008 | Active | 143611 | WILKINS | 975RP | RP | 1.500 | 63603 | MID E MECH/METER ROOM AT WATER METER
4300 | TULLER RD | 43017-5008 | Active | 249473 | WATTS | 909M1QT | RP | 2.000 | 63604 | JUST INSIDE OF LOADING DOCK N WALL 10" HIGH AT RISERS FOR LOADING DOCK
4300 | TULLER RD | 43017-5008 | Not Required by DOW | 28833 | WATTS | 909QT | RP | 1.250 | 63605 | REAR MECH ROOM N WALL BY RISERS
4300 | TULLER RD | 43017-5008 | Not Required by DOW | 68984 | WILKINS | 975XL | RP | 1.250 | 63606 | NEXT TO BOILER IN ROOM 3101
4300 | TULLER RD | 43017-5008 | Active | XG-0499 | AMES | 300GV | DCDA | 6.000 | 3649372 | NE AREA OF BLDG AT FIRE RISER
4300 | TULLER RD | 43017-5008 | Active | 73004 | AMES | 2000 | DC | 0.750 | 3656436 | NE AREA OF BLDG AT FIRE RISER
4330 | TULLER RD | 43017-5008 | Active | 4973050 | WILKINS | 975XL | RP | 0.750 | 3548780 | IN STORAGE ROOM S/W BY OVERHEAD DOOR IN UNIT 433O
4334 | TULLER RD | 43017- | Due Install |  |  |  | DCDA | 4.000 | 3548781 | W WALL SPRINKLER ROOM
4338 | TULLER RD | 43017-5028 | Active | 246755 | WATTS | LF009M3QT | RP | 0.750 | 3548782 | AT METER AT BACK DOOR
4342 | TULLER RD | 43017-5028 | Active | ALA63680 | WILKINS | 975 | RP | 0.750 | 3548784 | AT METER BACK
4348 | TULLER RD | 43017-5028 | Active | 4973005 | WILKINS | 975XL2 | RP | 0.750 | 3548785 | BACK WAREHOUSE AREA BEHIND CURTAIN
4350 | TULLER RD | 43017- | Due Install |  |  |  | DCDA | 4.000 | 3605744 | SW OF DANCE STUDIO 4338
4370 | TULLER RD | 43017-5030 | Active | 18L112 | beeco | FRP | RP | 0.750 | 3548787 | AT METER
4373 | TULLER RD | 43017 | Active | 4960249 | WILKINS | 975 | RP | 1.500 | 3548788 | Hot Box - Tuller Road by Pit
4373 | TULLER RD | 43017 | Not Required by DOW | 89017 | WATTS | 007M2QT | DC | 0.750 | 3618566 | Section 4393 Tuller Rear Riser Sprinkler Room
4373 | TULLER RD | 43017 | Not Required by DOW | 3HL1616 | AMES | 3000SS | DCDA | 4.000 | 3618588 | Section 4393 Tuller Rear Riser Sprinkler Room
4373 | TULLER RD | 43017 | Active | VE-0247 | WATTS | DCDAGV | DCDA | 6.000 | 3649324 | Pit at Tuller Road
4373 | TULLER RD | 43017 | Active | 227938 | WATTS | 007M3QT | DC | 0.750 | 3650453 | Pit at Tuller Road
4378 | TULLER RD | 43017 | Active | 4973009 | WILKINS | 975XL2 | RP | 0.750 | 3548791 | FIRE PUMP ROOM BACK CORNER
4380 | TULLER RD | 43017- | Active | 3263F | WILKINS | 350ASTDAR | DCDA | 4.000 | 3605745 | N WALL REAR 4378 SPRINKLER ROOM. DOOR CODE LOCK BOX 1947
4380 | TULLER RD | 43017- | Active | HC72630 | WILKINS | 950XLD | DCDA | .75 | 3655226
4384 | TULLER RD | 43017-5031 | Active | 064795 | WATTS | 009M2QT | RP | 1.500 | 3548792
4398 | TULLER RD | 43017-5032 | Active | 119126 | WATTS | LF009M2-QT | RP | 1.500 | 3548793 | AT METER BACK BEHIND FIRE RISER
4412 | TULLER RD | 43017-5033 | Due Install |  |  |  | RP | 1.500 | 3548794 | UNIT 4412 S/E
4412 | TULLER RD | 43017-5033 | Due Install |  |  |  | DCDA | 6.000 | 3652452 | UNIT 4412 S/E
4260 | TULLER RIDGE DR | 43017-5048 | Removed | T155789REM | WILKINS | 720A | PVB | 1.000 | 63453 | **REMOVED** - NW EXTERIOR OF BUILDING
4260 | TULLER RIDGE DR | 43017-5048 | Removed | 758283REM | WILKINS | 975XL | RP | 1.500 | 63454 | NE MECH ROOM ABOVE WATER METER AFTER SAM- METER
4394 | TULLER RIDGE DR | 43017 | Active | 327854 | WATTS | LF009M2QT | RP | 1.000 | 3657305 | HOT BOX TOPIARY PARK E OF DALE DR BY SYCAMORE RIDGE APTS
5965 | TULLY CROSS DR | 43119 | Active | T417609 | WILKINS | 720A | PVB | 1.000 | 3633463 | LEFT SIDE OF HOUSE
6852 | TULLYMORE DR | 43016 | Active | ABE8030 | WILKINS | 975XL | RP | 0.750 | 70841 | W OF MUIRFIELD & N OF TULLYMORE S OF AVERY -IRRIGATION
7245 | TULLYMORE DR | 43016-8401 | Removed | REM14656 | WATTS | 008PCQT | PVB | 0.500 | 71674 | REMOVED - KITCHEN @ SIZE 1/2"
7245 | TULLYMORE DR | 43016-8401 | Active | 188349 | WATTS | 909 | RP | 4.000 | 71675 | KARRER SE CORNER OF MECH ROOM AT WATER RISER
7245 | TULLYMORE DR | 43016-8401 | Not Required by DOW | 21752 | AMES | 2000SS | DC | 6.000 | 71676 | S SIDE OF BLDG IN MECH RM THROUGH DOOR TO LEFT--SERIAL# 2KM1752
7245 | TULLYMORE DR | 43016-8401 | Active | 310261 | AMES | 3000SS | DCDA | 6.000 | 71677 | KARRER IN PIT AT WEST ENTRANCE --SERIAL #31L0261
7245 | TULLYMORE DR | 43016-8401 | Not Required by DOW | 49909 | WATTS | 919QT | RP | 1.000 | 71678 | ABOVE BOILER AT HEATING PUMPS
7245 | TULLYMORE DR | 43016-8401 | Active | 89895 | WATTS | 007QT | DC | 0.750 | 71679 | KARRER IN PIT AT WEST ENTRANCE TO SCHOOL
7245 | TULLYMORE DR | 43016-8401 | LPS - Active |  |  |  | LPC |  | 3636776 | DOMESTIC PUMP - SE MECH ROOM
7245 | TULLYMORE DR | 43016-8401 | LPS - Active |  |  |  | LPC |  | 3638142 | DOM PUMP SE MECH ROOM
7283 | TULLYMORE DR | 43016 | Active | T258150 | FEBCO | 765 | PVB | 0.750 | 3548810 | LEFT FRONT
7315 | TULLYMORE DR | 43016-8402 | Active | 672084 | WILKINS | 720A | PVB | 0.750 | 92212 | RIGHT SIDE
7563 | TULLYMORE DR | 43016-8473 | Active | H750088 | FEBCO | 765 | PVB | 0.750 | 102963 | RIGHT SIDE OF HOUSE
7579 | TULLYMORE DR | 43016-8483 | Active | 01649 | WATTS | 800M4QT | PVB | 1.000 | 96029 | LEFT SIDE OF HOUSE BY GAS METER
7603 | TULLYMORE DR | 43016-8483 | Active | ABA628 | WILKINS | 710 | PVB | 0.750 | 3548844 | LEFT SIDE OF HOUSE
7611 | TULLYMORE DR | 43016-8483 | Active | T423978 | WILKINS | 720A | PVB | 0.750 | 3548846 | LEFT CENTER
7635 | TULLYMORE DR | 43016-8483 | Active | H60464 | FEBCO | 765 | PVB | 1.000 | 72382 | LEFT HAND SIDE
7643 | TULLYMORE DR | 43016-8483 | Active | 10010 | FEBCO | 765 | PVB | 1.000 | 72401 | RIGHT HAND SIDE
7651 | TULLYMORE DR | 43016-8599 | Active | 677001 | WILKINS | 720A | PVB | 0.750 | 72418 | RIGHT CENTER
7659 | TULLYMORE DR | 43016-8599 | Active | t007516 | WILKINS | 720A | PVB | 1.000 | 72438 | RIGHT FRONT
7672 | TULLYMORE DR | 43016-8476 | Active | 255206 | WILKINS | 420 | PVB | 1.000 | 72471 | RIGHT SIDE OF HOUSE
7702 | TULLYMORE DR | 43016-8476 | Active | CB713664 | WILKINS | 720A | PVB | 1.000 | 72581 | LEFT SIDE OF HOUSE
7726 | TULLYMORE DR | 43016 | Removed | G251962REM | WILKINS | 720A | PVB | 0.750 | 98977 | LEFT SIDE OF HOUSE
7755 | TULLYMORE DR | 43016 | Active | H663195 | FEBCO | 765 | PVB | 0.750 | 101438 | LEFT SIDE OF HOUSE
7771 | TULLYMORE DR | 43016 | Active | T434256 | WILKINS | 720A | PVB | 0.750 | 72774 | LEFT FRONT
7802 | TULLYMORE DR | 43016-8678 | Active | CB426717 | WILKINS | 720A | PVB | 0.750 | 88381 | RIGHT FRONT
7834 | TULLYMORE DR | 43016-7186 | Active | hc77406 | FEBCO | 765 | PVB | 0.750 | 95254 | RIGHT SIDE
7842 | TULLYMORE DR | 43016-7186 | Active | CB002993 | WILKINS | 720A | PVB | 0.750 | 102671 | RIGHT FRONT SIDE
7857 | TULLYMORE DR | 43016-8681 | Active | CB602724 | WILKINS | 720 | PVB | 0.750 | 3596564 | RIGHT FRONT
7866 | TULLYMORE DR | 43016-7186 | Active | G213664 | WILKINS | 720A | PVB | 0.750 | 96223 | RIGHT SIDE OF HOUSE
7873 | TULLYMORE DR | 43016-8681 | Active | H492897 | FEBCO | 765 | PVB | 0.750 | 95471 | LEFT SIDE OF HOUSE
7874 | TULLYMORE DR | 43016-7186 | Active | H391568 | FEBCO | 765 | PVB | 1.000 | 87245 | LEFT SIDE
7882 | TULLYMORE DR | 43016-7186 | Active | H391578 | FEBCO | 765 | PVB | 1.000 | 87246 | LEFT SIDE
7913 | TULLYMORE DR | 43016-6512 | Active | 184418 | WILKINS | 720A | PVB | 0.750 | 87909 | LEFT SIDE OF HOUSE
7921 | TULLYMORE DR | 43016-6512 | Active | G125091 | WILKINS | 720A | PVB | 0.750 | 96119 | LEFT FRONT
7937 | TULLYMORE DR | 43016-6512 | Active | A082464 | WILKINS | 720A | PVB | 0.750 | 87053 | LEFT SIDE OF HOUSE
7945 | TULLYMORE DR | 43016-6512 | Active | Eam2839 | WILKINS | 720A | PVB | 0.750 | 87055 | left side of house
7953 | TULLYMORE DR | 43016-6512 | Active | T271160 | WILKINS | 720A | PVB | 0.750 | 92658
7961 | TULLYMORE DR | 43016-6512 | Active | A133507 | WILKINS | 720A | PVB | 0.750 | 87402 | LEFT SIDE OF HOUSE
7969 | TULLYMORE DR | 43016-6512 | Active | H560513 | FEBCO | 765 | PVB | 0.750 | 97636 | LEFT SIDE OF HOUSE
4004 | TUMBLEBROOK DR | 43054-8834 | Active | 294829 | WILKINS | 720A | PVB | 0.750 | 62658 | LEFT SIDE
4008 | TUMBLEBROOK DR | 43054-8834 | Active | 817431 | WILKINS | 720A | PVB | 0.750 | 62664 | RIGHT FRONT AT HOUSE
7104 | TUMBLEBROOK DR | 43054-8828 | Active | CAA36809 | WILKINS | 720A | PVB | 0.750 | 71419 | RIGHT SIDE OF HOUSE
7105 | TUMBLEBROOK DR | 43054-9092 | Active | H1147990 | FEBCO | 765 | PVB | 0.750 | 71420 | EAST SIDE
7108 | TUMBLEBROOK DR | 43054-8828 | Active | T423950 | WILKINS | 720A | PVB | 0.750 | 3581437 | LEFT SIDE
7112 | TUMBLEBROOK DR | 43054-8828 | Active | HB98035 | FEBCO | 765 | PVB | 0.750 | 88227 | RIGHT SIDE OF HOUSE
7113 | TUMBLEBROOK DR | 43054-8837 | Active | CB205802 | WILKINS | 720A | PVB | 0.750 | 71445 | FRONT LEFT BY DRIVWAY BEHIND BUSHES
7116 | TUMBLEBROOK DR | 43054-8828 | Active | H311980 | FEBCO | 765 | PVB | 0.750 | 88228 | LEFT SIDE OF HOUSE
7126 | TUMBLEBROOK DR | 43054-8828 | Active | 3784957 | WILKINS | 975XL | RP | 0.750 | 71467 | FRONT OF HOUSE
7142 | TUMBLEBROOK DR | 43054 | Active | H115465 | FEBCO | 765 | PVB | 0.750 | 71494 | WEST SIDE
7155 | TUMBLEBROOK DR | 43054 | Active | CB003470 | WILKINS | 720A | PVB | 0.750 | 71512 | RIGHT SIDE
7158 | TUMBLEBROOK DR | 43054-8828 | Active | A083473 | WILKINS | 720A | PVB | 0.750 | 75050 | Left side of House
7174 | TUMBLEBROOK DR | 43054-8828 | Active | A083694 | WILKINS | 720A | PVB | 0.750 | 87054 | right side of house
7177 | TUMBLEBROOK DR | 43054 | Active | T295069 | WILKINS | 720A | PVB | 0.750 | 3607602 | RIGHT SIDE
7217 | TUMBLEBROOK DR | 43054-8890 | Active | 134282 | WATTS | 800M4QT | PVB | 0.750 | 71642 | LEFTSIDE
7226 | TUMBLEBROOK DR | 43054 | Active | H062323 | FEBCO | 765 | PVB | 0.750 | 71654 | RIGHT SIDE
7238 | TUMBLEBROOK DR | 43054 | Active | D5383 | FEBCO | 765 | PVB | 0.750 | 71668 | LEFTSIDE
7247 | TUMBLEBROOK DR | 43054-8890 | Active | CB214651 | WILKINS | 720 | PVB | 0.750 | 3583998 | RIGHT SIDE OF HOUSE
7250 | TUMBLEBROOK DR | 43054-8891 | Active | H636379 | FEBCO | 765 | PVB | 0.750 | 71693 | EASTSIDE rear of the house
7252 | TUMBLEBROOK DR | 43054-8891 | Active | 128783 | WILKINS | 420 | PVB | 1.000 | 71696 | LEFT FRONT
7296 | TUMBLEBROOK DR | 43054-8891 | Active | H200416 | FEBCO | 765 | PVB | 0.750 | 71758 | FRONT OF HOUSE
7322 | TUMBLEBROOK DR | 43054-8891 | Replaced | REPG169736 | WILKINS | 720A | PVB | 0.750 | 94635 | REPLACED- LEFT SIDE OF HOUSE
7322 | TUMBLEBROOK DR | 43054-8891 | Active | T188104 | WILKINS | 720A | PVB | 0.750 | 3611575 | LEFT SIDE OF HOUSE
7330 | TUMBLEBROOK DR | 43054 | Active | A107048 | WILKINS | 720A | PVB | 0.750 | 71811 | LEFT SIDE OF HOUSE
7337 | TUMBLEBROOK DR | 43054-8892 | Active | 876983 | WILKINS | 720A | PVB | 0.750 | 71831 | RT FRT SIDE
7355 | TUMBLEBROOK DR | 43054 | Active | H114340 | FEBCO | 765 | PVB | 0.750 | 71848 | SOUTH SIDE
7366 | TUMBLEBROOK DR | 43054 | Active | G086104 | WILKINS | 720A | PVB | 0.750 | 91925 | LEFT SIDE
7375 | TUMBLEBROOK DR | 43054 | Active | H154150 | FEBCO | 765 | PVB | 0.750 | 71869 | LEFT SIDE MIDDLE
7385 | TUMBLEBROOK DR | 43054-8892 | Active | H205966 | FEBCO | 765 | PVB | 0.750 | 71884 | OUTSIDE
7386 | TUMBLEBROOK DR | 43054-8899 | Active | H132274 | FEBCO | 765 | PVB | 0.750 | 71885 | RIGHT SIDE FRONT
7395 | TUMBLEBROOK DR | 43054-8892 | Active | 7087851 | WILKINS | 720A | PVB | 0.750 | 71894 | NORTH SIDE
7396 | TUMBLEBROOK DR | 43054-8899 | Active | F059298 | WILKINS | 720A | PVB | 1.000 | 71896 | RIGHT SIDE OF HOUSE
8977 | TURIN HILL N CT | 43017-9414 | Active | 779479 | WILKINS | 720A | PVB | 0.750 | 87333 | LEFT SIDE OF HOUSE
8844 | TURIN HILL S CT | 43017-9415 | Active | 969553 | WATTS | 800M4QT | PVB | 1.000 | 94809 | LEFT FRONT
6064 | TURKEY LEGS CT | 43017-3590 | Active | CAA45525 | WILKINS | 720 | PVB | 0.750 | 3548982 | RIGHT REAR
3004 | TURNBERRY CT | 43123 | Active | 067465 | WATTS | LF009M2QT | RP | 1.500 | 3640965 | HOTBOX AT ENTRANCE
3004 | TURNBERRY CT | 43123 | Active | TD-0697 | WATTS | 957 | RPDA | 6.000 | 3640970 | HOTBOX
3004 | TURNBERRY CT | 43123 | Active | 80563 | WATTS | LF919QT | RP | 0.750 | 3640971 | HOTBOX
3004 | TURNBERRY CT | 43123 | Not Required by DOW | J141858 | FEBCO | 825Y | RP | 1.000 | 3641182 | BUILDING RISER ROOM
3019 | TURNBERRY CT | 43123 | Active | 264323 | WATTS | 009M2QT | RP | 2.000 | 3658318 | HOT BOX
3041 | TURNBERRY CT | 43123-1789 | Active | 2821860 | WILKINS | 975XL | RP | 1.500 | 93239 | REAR CENTER OF BLDG, ACCESSIBLE THRU UNIT 3047
3041 | TURNBERRY CT | 43123-1789 | Not required by DOW | 2776623 | WILKINS | 975XLBMS | RP | 1.000 | 93255 | REAR CENTER OF BLDG
3041 | TURNBERRY CT | 43123-1789 | Not required by DOW | 06716 | WATTS | 919 | RP | 0.500 | 3611809 | @ ICE MAKER
3048 | TURNBERRY CT | 43123 | Active | 11038580123 | AMES | 3000SS | DCDA | 4.000 | 3654506 | N/W CORNER
3048 | TURNBERRY CT | 43123 | Active | 87603 | AMES | 2000B | DC | 0.750 | 3654507 | N/W CORNER
3048 | TURNBERRY CT | 43123 | Active | 28705 | WATTS | 919QT | RP | 1.500 | 3654516 | N/W CORNER
3048 | TURNBERRY CT | 43123 | Not Required by DOW | CAA25788 | WILKINS | 720A | PVB | 1.000 | 3654558 | N/W CORNER
8556 | TURNBERRY CT | 43017 | Removed | ABK1784REM | WILKINS | 975XL | RP | 1.000 | 74069 | FRONT OF HOUSE LEFT OF FRONT DOOR
8569 | TURNBERRY CT | 43017 | Active | 877030 | WILKINS | 720A | PVB | 1.000 | 74087 | RIGHT OF FRONT DOOR
8577 | TURNBERRY CT | 43017 | Active | 520523 | RAINBIRD | 100 | PVB | 1.000 | 74093 | BACK OF HOUSE
5053 | TURNER CLOSE | 43054-9459 | Active | 659553 | WILKINS | 720A | PVB | 0.750 | 65869 | LEFT SIDE
5068 | TURNER CLOSE | 43054-9322 | Active | EAG2825 | WILKINS | 720A | PVB | 0.750 | 96999 | RIGHT SIDE OF HOUSE
5719 | TURNER LN | 43026-9014 | Active | AD9288 | FEBCO | 765 | PVB | 0.750 | 94810 | LEFT SIDE OF HOUSE
6330 | TURNGATE LN | 43119-8828 | Active | T387140 | WILKINS | 720A | PVB | 0.750 | 3549013 | RIGHT FRONT
6350 | TURNGATE LN | 43119-8828 | Active | G171551 | WILKINS | 720A | PVB | 0.750 | 69766 | LEFT HAND SIDE
9214 | TURNHART PL | 43240-6019 | Removed | REM312799 | WATTS | 800M4FR | PVB | 0.750 | 97819 | LEFT SIDE
2361 | TURPIE AVE | 43201- | Due Install |  |  |  | RP | 3.000 | 3603561 | TUTTLE PARK POOL
5415 | TURTLE STA | 43081-6724 | Not Required by DOW | 30785 | WATTS | 909HWQT | RP | 0.750 | 66870 | WOMAN'S LOCKER CLOSET
5415 | TURTLE STA | 43081-6724 | Not Required by DOW | 252104 | WATTS | 909HWM1QT | RP | 1.500 | 66871 | POOL MECHANICAL ROOM
5415 | TURTLE STA | 43081-6724 | Not Required by DOW | 47768 | WATTS | 009QT | RP | 1.000 | 66872 | MECHANICAL ROOM IN LAUNDRY RM
5415 | TURTLE STA | 43081-6724 | Active | 4358300 | WILKINS | 975XL | RP | 2.000 | 3629945 | MECHANICAL ROOM IN CLUBHOUSE
5415 | TURTLE STA | 43081-6724 | Not Required by DOW | 4601210 | WILKINS | 975XL | RP | 0.750 | 3633168 | IN POOL MECHANICAL ROOM
6998 | TUSCANY DR | 43016 | Active | T272838 | WILKINS | 720A | PVB | 0.750 | 3626418 | RIGHT SIDE
6999 | TUSCANY DR | 43016-6192 | Active | G217040 | WILKINS | 720A | PVB | 0.750 | 87052 | LEFT SIDE OF HOUSE
7006 | TUSCANY DR | 43016-6106 | Active | G212493 | WILKINS | 720A | PVB | 0.750 | 96431 | LEFT CENTER BY GAS A/C UNIT
7007 | TUSCANY DR | 43016-6105 | Active | 181865 | WILKINS | 720A | PVB | 0.750 | 92751 | LEFT SIDE
7014 | TUSCANY DR | 43016-6106 | Active | CB113774 | Wilkins | 720A | PVB | 0.750 | 3609517 | Left Middle
7015 | TUSCANY DR | 43016-6105 | Active | G080912 | WILKINS | 720A | PVB | 0.750 | 95339 | LEFT SIDE
7022 | TUSCANY DR | 43016 | Active | CB084208 | WILKINS | 720A | PVB | 0.750 | 3605803 | 7022 PORTOFINO PL, LEFT FRONT
7023 | TUSCANY DR | 43016 | Active | CB262957 | WILKINS | 720A | PVB | 0.750 | 3621165 | LEFT FRONT CORNER
7046 | TUSCANY DR | 43016 | Active | T411015 | Wilkins | 720A | PVB | 0.750 | 3650387 | RIGHT FRONT BY GAS MTR
7062 | TUSCANY DR | 43016 | Active | T404265 | WILKINS | 720-A | PVB | 0.750 | 3653506 | RIGHT FRONT
7070 | TUSCANY DR | 43016 | Active | CB154646 | WILKINS | 720A | PVB | 0.750 | 3611430 | LEFT FRONT OF HOUSE
7078 | TUSCANY DR | 43016 | Active | T066450 | WILKINS | 720 | PVB | 0.750 | 3602669 | LEFT REAR
7086 | TUSCANY DR | 43016 | Active | CB598443 | WILKINS | 720A | PVB | 0.750 | 3635820 | LEFT SIDE OF HOUSE
7094 | TUSCANY DR | 43016 | Active | ABA772 | WILKINS | 710A | PVB | 0.750 | 3656391 | LEFT SIDE OF HOUSE
7099 | TUSCANY DR | 43016 | Active | T075227 | WILKINS | 720A | PVB | 0.750 | 101233 | RIGHT FRONT
7102 | TUSCANY DR | 43016 | Active | VNA01255 | WILKINS | 710 | PVB | 0.750 | 3658646 | LEFT SIDE OF HOUSE
7107 | TUSCANY DR | 43016 | Active | CB017093 | WILKINS | 720A | PVB | 0.750 | 3603179 | LEFT FRONT
7110 | TUSCANY DR | 43016 | Not Required by DOW | T085909 | WILKINS | 720 | PVB | 0.750 | 3602419 | LEFT CENTER
7110 | TUSCANY DR | 43016 | Not Required by DOW | 4746536 | WILKINS | 975XL | RP | 0.750 | 3646335 | AT SUMP PUMP
7110 | TUSCANY DR | 43016 | Active | ABB9813 | WILKINS | 975XL2 | RP | 0.750 | 3648339 | BSMNT AT WATER METER
7115 | TUSCANY DR | 43016 | Active | CB655494 | WILKINS | 720A | PVB | 0.750 | 3603074 | RIGHT FRONT
7118 | TUSCANY DR | 43016 | Active | H649783 | FEBCO | 765 | PVB | 0.750 | 101334 | RIGHT OF HOME
7123 | TUSCANY DR | 43016 | Active | T132380 | WILKINS | 720A | PVB | 0.750 | 102849 | LEFT FRONT CORNER OF HOUSE
7126 | TUSCANY DR | 43016 | Active | T272721 | WILKINS | 720A | PVB | 0.750 | 3621166 | LEFT SIDE OF HOUSE
7131 | TUSCANY DR | 43016 | Active | T432132 | WILKINS | 720A | PVB | 0.750 | 3602709 | LEFT FRONT
7142 | TUSCANY DR | 43016 | Active | T239583 | WILKINS | 720A | PVB | 0.750 | 3618504 | LEFT SIDE OF HOUSE
7150 | TUSCANY DR | 43016 | Active | T272909 | WILKINS | 720A | PVB | 0.750 | 3621167 | LEFT SIDE OF HOUSE
7158 | TUSCANY DR | 43016 | Active | CAD988 | WILKINS | 710A | PVB | 0.750 | 3655537 | RIGHT SIDE OF HOUSE
7166 | TUSCANY DR | 43016 | Active | CAF099 | WILKINS | 710A | PVB | 0.750 | 3653505 | RIGHT SIDE OF HOUSE
7174 | TUSCANY DR | 43016 | Active | CAD419 | WILKINS | 710A | PVB | 0.750 | 3655774 | LEFT SIDE OF HOUSE
7182 | TUSCANY DR | 43016 | Active | T419054 | WILKINS | 720A | PVB | 0.750 | 3649209
7190 | TUSCANY DR | 43016 | Active | T308558 | WILKINS | 720A | PVB | 0.750 | 3632496 | LEFT FRONT
7195 | TUSCANY DR | 43016- | Active | 212989 | WATTS | 009M2PCQT | RP | 0.750 | 88076 | IN PUMP STATION/SHELTER HSE AT WATER METER SE HYLAND CROY/TUSCANY
7198 | TUSCANY DR | 43016 | Active | T001466 | WILKINS | 720A | PVB | 0.750 | 3656736 | LEFT FRONT
1619 | TUSCARORA DR | 43123-9037 | Active | cb098093 | WILKINS | 720A | PVB | 0.750 | 95160 | BACK OF HOUSE
1738 | TUSCARORA DR | 43123 | Active | T146709 | WILKINS | 720A | PVB | 0.750 | 3603455 | EXTERIOR WALL-NORTH SIDE OF YARD
6310 | TUSSING RD | 43068-3983 | Active | 269007 | WATTS | LF009M3QT | RP | 0.750 | 69643 | IN KITCHEN UNDER 3 COMPARTMENT SINK
6310 | TUSSING RD | 43068-3983 | Due Install |  |  |  | RP |  | 3626885
6316 | TUSSING RD | 43068-3983 | Active | 59220 | WATTS | 009MZ | RP | 1.500 | 69653 | BESIDE WATER HEATER
6320 | TUSSING RD | 43068-3983 | Active | 15152 | WATTS | 919AQT | RP | 1.500 | 102378
6320 | TUSSING RD | 43068-3983 | Active | 115086 | WATTS | 774DCDA | DCDA | 6.000 | 102379 | PIT
6320 | TUSSING RD | 43068-3983 | Active | 20149 | WATTS | 007M1PCQT | DC | 0.750 | 102380 | PIT
6320 | TUSSING RD | 43068-3983 | Active | 38570 | WATTS | 919AQT | RP | 1.000 | 102381 | AT WATER METER
6330 | TUSSING RD | 43068-3983 | Active | 130743 | WILKINS | 975 | RP | 1.500 | 69725 | MECHANCIAL ROOM OVER METER
6339 | tussing rd |  | Active | 21618 | WILKINS | 350ASTDA | DCDA | 6.000 | 3659182
6339 | tussing rd |  | Active | HC42460 | WILKINS | 950XLD | DC | 0.750 | 3659183
6358 | TUSSING RD | 43068- | Not Required by DOW | 443327 | WILKINS | 975XL | RP | 1.500 | 3604386 | 6350 TUSSING RD, BACK OF STORE
6358 | TUSSING RD | 43068- | Not Required by DOW | 443326 | WILKINS | 975XL | RP | 1.500 | 3607695 | 6350 TUSSING RD, BACK OF STORE
6358 | TUSSING RD | 43068- | Not Required by DOW | 217139 | WILKINS | 720A | PVB | 1.250 | 3607696 | 6350 TUSSING RD, BACK OF STORE
6358 | TUSSING RD | 43068- | Active | TG-0157 | AMES |  | RP | 8.000 | 3639355 | IN HOTBOX
6358 | TUSSING RD | 43068- | Not Required by DOW | 57732 | AMES | 2000BM3 | DC | 0.750 | 3640724 | Inside building 6300 Tussing Rd
6358 | TUSSING RD | 43068- | Not Required by DOW | TG-1843 | AMES | COLT300GV | DCDA | 6.000 | 3640725 | Inside building 6300 Tussing Rd
6358 | TUSSING RD | 43068- | Not Required by DOW | 33997 | WATTS | 919-QT | RP | 2.000 | 3648705 | Inside building 6300 Tussing Rd
6358 | TUSSING RD | 43068- | Not Required by DOW | 91532 | WATTS | 919-QT | RP | 0.750 | 3651192 | Inside building 6350 McDonalds Tussing Rd
6363 | TUSSING RD | 43068-3985 | Active | 537382 | WILKINS | 975 | RP | 0.750 | 69789 | NORTHWEST CORNER OF BASEMENT
6375 | TUSSING RD | 43068-3985 | Active | 454651 | WATTS | 800M4QT | PVB | 1.000 | 69821 | WEST END OUTSIDE BUILDING
6375 | TUSSING RD | 43068-3985 | Due Install |  |  |  | DCDA | 4.000 | 3636918
6475 | TUSSING RD | 43068-3990 | Under renovation | 740413 | WATTS | 800M2QT | PVB | 1.000 | 70014 | EAST SIDE OF BUILDING
6606 | TUSSING RD | 43068-4004 | Active | ACR4637 | WILKINS | 975XL2 | RP | 1.500 | 70364 | BOILER ROOM ABOVE CHILLER Pumps
6606 | TUSSING RD | 43068-4004 | Active | 145085 | WATTS | 909 | RP | 3.000 | 70365 | CAMERA ROOM ADJ. BOILER ROOM
6606 | TUSSING RD | 43068-4004 | Active | 292221 | WATTS | 909M1QT | RP | 2.000 | 70366 | BACK WALL JUST SOUTH OF SPRINKLER FEED space D
6606 | TUSSING RD | 43068-4004 | Active | 532611 | WATTS | 909QT | RP | 1.000 | 70367 | BOILER ROOM WEST
6606 | TUSSING RD | 43068-4004 | Due Install |  |  |  | DCDA |  | 3635220 | ON FIRE LINE
6606 | TUSSING RD | 43068-4004 | Due Install |  |  |  | RP |  | 3635222 | IN HOT BOX AT PIT
6700 | TUSSING RD | 43068-4006 | Removed | 360965REM | WATTS | 909QT | RP | 0.750 | 70525 | REMOVED-BOILER ROOM - WEST WALL
6700 | TUSSING RD | 43068-4006 | Active | 1150711012 | WATTS | 774DCDA | DCDA | 8.000 | 102288 | METER PIT FRONT OF BUILDING
6700 | TUSSING RD | 43068-4006 | Active | 205619 | WATTS | 007M3QT | DC | 0.750 | 102289 | METER PIT FRONT OF BUILDING
6700 | TUSSING RD | 43068-4006 | Active | 4974424 | WILKINS | 975 | RP | 2.000 | 3629531
6720 | TUSSING RD | 43068-4006 | Active | ABB4995 | WILKINS | 975XL2 | RP | 1.000 | 3549105 | MECH ROOM IN FRONT OFFICE
6880 | TUSSING RD | 43068-4101 | Active | 2543 | AMES | 2000B | DC | 0.750 | 70878 | BACK OF BUILDING N/E CORNER
6880 | TUSSING RD | 43068-4101 | Active | 3A00356 | AMES | 3000SS | DCDA | 3.000 | 70879 | BACK OF BUILDING N/E CORNER
6880 | TUSSING RD | 43068-4101 | Active | T255322 | WILKINS | 720A | PVB | 0.750 | 103502 | FRONT OF BUILDING BEHIND A/C UNIT
6960 | TUSSING RD | 43068-4103 | In Review |  |  |  | RP | 1.000 | 3549112
7117 | TUSSING RD | 43068-4108 | Active | 144906 | WATTS | 909 | RP | 3.000 | 71451 | MECHANICAL ROOM NW CORNER-AT WATER SERVICE ENTRY
7117 | TUSSING RD | 43068-4108 | Active | 174019 | WATTS | 709 | DC | 4.000 | 71452 | SPRINKLER RISER BOILER ROOM - MECHANICAL ROOM
7117 | TUSSING RD | 43068-4108 | Not Required by DOW | 404790 | WATTS | 909QT | RP | 1.000 | 71453 | MECHANICAL ROOM RIGHT INSIDE THE DOOR, 15' IN THE AIR
7117 | TUSSING RD | 43068-4108 | Not Required by DOW | 404794 | WATTS | 909QT | RP | 1.000 | 71454 | MECHANICAL ROOM 10' IN THE AIR NEAR THE BOILERS
7117 | TUSSING RD | 43068-4108 | Due Install |  |  |  | DCDA | 6.000 | 3649128
7180 | TUSSING RD | 43068- | Active | UE-1211 | AMES | COLT400 | RP | 6.000 | 3549113 | HOTBOX
7200 | TUSSING RD | 43068 | Active | 11061334 | FEBCO | 856 | DCDA | 6.000 | 71620 | BACKFLOW PIT, FRONT OF BUILDING
7200 | TUSSING RD | 43068 | Active | 2162720 | FEBCO | 805Y | DC | 0.750 | 71621 | BACKFLOW PIT , FRONT OF BUILDING
7200 | TUSSING RD | 43068 | Active | EAK2568 | WATTS | 800M4FR | PVB | 1.000 | 71622 | RIGHT SIDE
7275 | TUSSING RD | 43068 | Active | Y13154 | WILKINS | 375ADA | RPDA | 6.000 | 3549114 | WATER BUILDING BY MAIN ENTRANCE
7275 | TUSSING RD | 43068 | Active | RK0432 | AMES | COLT 400 | RP | 3.000 | 3632898 | WATER BUILDING BY MAIN ENTRANCE
7275 | TUSSING RD | 43068 | Active | 4492451 | WILKINS | 975XL2 | RP | 0.750 | 3632899 | WATER BUILDING BY MAIN ENTRANCE
7275 | TUSSING RD | 43068 | Not Required by DOW | CB465212 | WILKINS | 720A | PVB | 1.000 | 3648606 | WATER BUILDING BY MAIN ENTRANCE
7304 | TUSSING RD | 43068-4111 | Due Install |  |  |  | RP | 6.000 | 3549116
7500 | TUSSING RD | 43068 | Active | 200318 | AMES | 3000SS | DCDA | 3.000 | 72127 | MECH ROOM/SPRINKLER
7500 | TUSSING RD | 43068 | Active | 22264 | AMES | 2000B | DC | 0.750 | 72128 | sprinkler rm
7500 | TUSSING RD | 43068 | Due Install |  |  |  | RP | 1.500 | 3658447 | sprinkler rm
6980 | TUSSING RD UNIT SW | 43068-4103 | Active | 259895 | WATTS | 009M2QT | RP | 2.000 | 88079 | NEXT TO WATER MTR IN UTILITY RM
6980 | TUSSING RD UNIT SW | 43068-4103 | Active | 72628 | WATTS | LF919QT | RP | 0.750 | 88130 | NEXT TO WATER MTR IN UTILITY RM
6002 | TUSWELL DR | 43016-9175 | Active | H447488 | FEBCO | 765 | PVB | 0.750 | 99583 | RIGHT CENTER
6026 | TUSWELL DR | 43016-9175 | Active | T077016 | WILKINS | 720A | PVB | 0.750 | 101268 | RIGHT SIDE OF HOUSE
6042 | TUSWELL DR | 43016-9176 | Active | T085912 | WILKINS | 720A | PVB | 0.750 | 102080 | RIGHT SIDE OF HOUSE
6057 | TUSWELL DR | 43016-9185 | Active | H107571 | FEBCO | 765 | PVB | 0.750 | 68822 | RIGHT SIDE OF HOUSE
6082 | TUSWELL DR | 43016-9176 | Active | CB000388 | WILKINS | 720A | PVB | 0.750 | 102843 | RIGHT SIDE
5500 | TUTTLE CROSSING BL | 43016 | Not Required by DOW | 2975906 | WILKINS | 975XL | RP | 1.500 | 97673 | MECHANICAL ROOM
5500 | TUTTLE CROSSING BL | 43016 | Active | X14582 | WILKINS | 375 | RP | 4.000 | 97683 | MECH/RISER ROOM AT WATER METER
5500 | TUTTLE CROSSING BL | 43016 | Active | 1048340309 | AMES | 5000 | RPDA | 6.000 | 97684 | MECH/RISER ROOM JUST PAST KITCHENETTE
5500 | TUTTLE CROSSING BL | 43016 | Active | 10559 | AMES | 4000B | RP | 0.750 | 97685 | MECH/RISER ROOM
4850 | TUTTLE CROSSING BLVD | 43016- | Active | ALA80825 | WILKINS | 975XL3 | RP | 0.750 | 65241 | N SIDE TUTTLE CROSSING, 25' E OF BIKE PATH ENT, E SIDE PARK LOT LLEWELLEN FARMS
4915 | TUTTLE CROSSING BLVD | 43016-1531 | Not Required by DOW | 165923 | WILKINS | 975xl | RP | 1.000 | 65415 | BACK ROOM AT METER SET (SERIAL # 165920)
4915 | TUTTLE CROSSING BLVD | 43016-1531 | Not Required by DOW | T250371 | WILKINS | 720A | PVB | 0.750 | 65416 | BY BACK ROOM IN BOX ON RIGHT
4915 | TUTTLE CROSSING BLVD | 43016-1531 | Active | 4663094 | WILKINS | 975XL2 | RP | 1.000 | 3635428 | BY BACK DOOR ABOVE MOP SINK AT WATER METER
4949 | TUTTLE CROSSING BLVD | 43016-1531 | Active | 577022 | WILKINS | 975 | RP | 1.000 | 65480 | SW MECH ROOM
4975 | TUTTLE CROSSING BLVD | 43016-1531 | Not Required by DOW | 302721 | WATTS | LF009QT | RP | 0.50 | 65528 | N WALL TIRE STORAGE SEARS TIRE CTR, ABOVE WATER MTR - FIRE RISER
4975 | TUTTLE CROSSING BLVD | 43016-1531 | Active | 48878 | AMES | 2000BM3 | DC | 0.750 | 75070 | MiD N MECH/RISER ROOM
4975 | TUTTLE CROSSING BLVD | 43016-1531 | Removed | 28753REM | WATTS | 909M1QT | RP | 1.500 | 91978 | REMOVED-SPRINKLER ROOM TOP DEVICE, SEARS RETAIL MALL E DOCK RISER RM
4975 | TUTTLE CROSSING BLVD | 43016-1531 | Removed | 28M0059REM | AMES | 2000SS | DC | 8.000 | 91980 | REMOVED-FIRE SPRINKLER RISER ROOM, SEARS RETAIL MALL E DOCK RISER
4975 | TUTTLE CROSSING BLVD | 43016-1531 | Active | 112090 | WATTS | 909QTFDA | RP | 2.500 | 95467 | MID N MECH/RISER ROOM AT WATER MTR OUTSIDE DOOR OUTPARCEL RETAIL
4975 | TUTTLE CROSSING BLVD | 43016-1531 | Active | 3FM1498 | AMES | 3000SS | DCDA | 6.000 | 95474 | MID N MECH/RISER ROOM OUTSIDE DOOR OUTPARCEL RETAIL
4975 | TUTTLE CROSSING BLVD | 43016-1531 | Not Required by DOW | 054825 | WATTS | LF009M2QT | RP | 1.500 | 3629709 | ABOVE CEILING IN KITCHEN OF STARBUCKS
4975 | TUTTLE CROSSING BLVD | 43016-1531 | Not Required by DOW | 72292 | WATTS | 919 | RP | 0.750 | 3635543 | 4971 ZOUP ABOVE MOP SINK
5000 | TUTTLE CROSSING BLVD | 43016-1534 | Active | 1252071202 | AMES | 3000SS | DCDA | 6.000 | 65673 | SW SIDE OF METER PIT
5000 | TUTTLE CROSSING BLVD | 43016-1534 | Active | 207659 | WATTS | 009QT | RP | 2.000 | 65674 | WEST SIDE MECH/RISER ROOM AT WATER METER Outside Door
5000 | TUTTLE CROSSING BLVD | 43016-1534 | Active | 55336 | WATTS | 007M2QT | DC | 0.750 | 65675 | NW CORNER METER PIT
5000 | TUTTLE CROSSING BLVD | 43016-1534 | Not Required by DOW | 88723 | WATTS | 009M2QT | RP | 1.500 | 65676 | MECH/RISER ROOM WEST SIDE OF BUILDING
5025 | TUTTLE CROSSING BLVD | 43016-1533 | Not Required by DOW | 476979 | WILKINS | 420XL | PVB | 1.000 | 65763 | BACK AREA NEAR WATER METER
5025 | TUTTLE CROSSING BLVD | 43016-1533 | Active | 68568 | WATTS | LF919QT | RP | 0.750 | 3635503 | SE AT WATER METER
5047 | TUTTLE CROSSING BLVD | 43016-1533 | Not Required by DOW | 1111115047 | HYDRO-GAP | XX | AG | 10.000 | 65813 | ABOVE 3 COMPARTMENT SINK -- AIR GAP
5047 | TUTTLE CROSSING BLVD | 43016-1533 | Active | 259456 | WATTS | 909HWM1QT | RP | 1.500 | 65814 | SW MECH/METER AREA AT WATER METER
5047 | TUTTLE CROSSING BLVD | 43016-1533 | Not Required by DOW | 302121 | WATTS | 909M1QT | RP | 1.500 | 65815 | ABOVE THE WATER METER
5047 | TUTTLE CROSSING BLVD | 43016-1533 | Not Required by DOW | 252530 | WATTS | LF009M3QT | RP | 1.000 | 65817 | INSIDE SW MECH/METER AREA AT DEDUCT METER
5061 | TUTTLE CROSSING BLVD | 43016-1533 | Not Required by DOW | 352978 | WILKINS | 975 | RP | 1.000 | 65895 | IN 5061 -JARED SE STORAGE RM - AT SEWER DEDCT MTR
5061 | TUTTLE CROSSING BLVD | 43016-1533 | Active | 571566 | WILKINS | 975 | RP | 1.500 | 65896 | IN 5065 SIDE AT WATER METER IN SE UTLTY CLOSET
5080 | TUTTLE CROSSING BLVD | 43016-3540 | Active | SC-2340 | WATTS | 957 | RP | 3.000 | 3549129 | SE MECH/RISER ROOM BY DUMPSTERS AT WATER METER
5080 | TUTTLE CROSSING BLVD | 43016-3540 | Active | 1000 M | WILKINS | 475STDA | RP | 6.000 | 3636380 | PUUMP ROOM
5080 | TUTTLE CROSSING BLVD | 43016-3540 | Active | 4951130 | WILKINS | 975XLD | RP | 0.750 | 3653127 | PUMP ROOM
5080 | TUTTLE CROSSING BLVD | 43016-3540 | LPS - Active |  |  |  | LST | 0.750 | 3659460 | FIRE PUMP - PUMP ROOM BY LOADING DOCK
5099 | TUTTLE CROSSING BLVD | 43016-1521 | Active | 234364 | WATTS | 909M1QT | RP | 1.500 | 65996 | INSIDE STORAGE AREA OF CAR WASH NEXT TO WATER PUMP
5099 | TUTTLE CROSSING BLVD | 43016-1521 | Removed | 050727 | WATTS | 009M2QT | RP | 1.000 | 65998 | IN MECHANICAL ROOM OF CAR WASH
5150 | TUTTLE CROSSING BLVD | 43016-1536 | Active | 16504 | WATTS | 919QT | RP | 1.500 | 66143 | N BY BACK DOOR AT WATER METER
5160 | TUTTLE CROSSING BLVD | 43016-1536 | Not Required by DOW | 347392 | WILKINS | 950XL | DC | 1.000 | 66209 | UTILITY ROOM
5160 | TUTTLE CROSSING BLVD | 43016-1536 | Not Required by DOW | A035604 | FEBCO | 825YA | RP | 0.750 | 66210 | UTILITY ROOM
5160 | TUTTLE CROSSING BLVD | 43016-1536 | Active | 87699 | WATTS | 009QT | RP | 2.000 | 66211 | MECH/UTILITY ROOM THRU OFFICE # PLATE GONE
5170 | TUTTLE CROSSING BLVD | 43016-1536 | Active | 1009527 | WILKINS | 975 | RP | 1.500 | 66231 | NE AT WATER METER STORAGE AREA - McDONALDS
5170 | TUTTLE CROSSING BLVD | 43016-1536 | Not Required by DOW | 1039804 | WILKINS | 975 | RP | 0.750 | 66232 | INSIDE NE ABOVE METER
5170 | TUTTLE CROSSING BLVD | 43016-1536 | Not Required by DOW | 3956 | WATTS | 007M2QT | DC | 1.250 | 66233 | INSIDE NE ABOVE METER
5170 | TUTTLE CROSSING BLVD | 43016-1536 | Not Required by DOW | W059644 | WILKINS | 975 | RP | 1.500 | 66234 | NE ABOVE METER
5340 | TUTTLE CROSSING BLVD | 43016-3222 | Active | 3893960 | WILKINS | 975XL | RP | 1.500 | 3605616 | N WALL OFFICE/STOCK AREA AT WATER METER
5350 | TUTTLE CROSSING BLVD | 43016-3222 | Active | 1009512 | WILKINS | 975XL | RP | 1.500 | 66714 | CAR WASH MECH ROOM AT WATER METER -W WALL #9512 SERVES CONV STORE
5350 | TUTTLE CROSSING BLVD | 43016-3222 | Active | 1214388 | WILKINS | 975 | RP | 2.000 | 66715 | IN CAR WASH MECH ROOM AT METER -W WALL #4388 SERVES CAR WASH
5353 | TUTTLE CROSSING BLVD | 43016- | Active | 112104 | WATTS | 007M2QT | DC | 0.750 | 66721 | W WALL MECH/RISER AREA
5353 | TUTTLE CROSSING BLVD | 43016- | Active | 353181 | WILKINS | 975XL | RP | 1.000 | 66722 | W WALL MECH/RISER AREA AT WATER MTR
5353 | TUTTLE CROSSING BLVD | 43016- | Active | 3FM0705 | AMES | 3000SS | DCDA | 4.000 | 66723 | W WALL MECH/RISER AREA
5353 | TUTTLE CROSSING BLVD | 43016- | Not Required by DOW | CB187782 | WILKINS | 720A | PVB | 1.000 | 66724 | OUTSIDE SW CORNER OF BLDG
5360 | TUTTLE CROSSING BLVD | 43016 | Not Required by DOW | 1624190 | WILKINS | 975 | RP | 1.000 | 66733 | STOCK ROOM ABOVE WATER METER
5360 | TUTTLE CROSSING BLVD | 43016 | Active | 202606 | WATTS | 009M2QT | RP | 1.000 | 88490 | STOCK ROOM AT WATER METER BY DOOR
5370 | TUTTLE CROSSING BLVD | 43016-3222 | Active | 208123 | WATTS | 009M2QT | RP | 1.000 | 66744 | NW MECH RM 5380 AT MTR PIZZA SHOP, NEXT TO NAIL SHOP
5370 | TUTTLE CROSSING BLVD | 43016-3222 | Active | T235488 | WILKINS | 720A | PVB | 1.000 | 101568 | NW 5380 OUTSIDE BY GAS PIZZA SHOP
5530 | TUTTLE CROSSING BLVD | 43016-1247 | Active | B19301 | WILKINS | 975 | RP | 3.000 | 67185 | EXTENDED STAY -SE MECH/RISER RM OFF LOBBY -AT WATER METER
5530 | TUTTLE CROSSING BLVD | 43016-1247 | Active | 3KM0395 | AMES | 3000SS | DCDA | 4.000 | 67187 | EXTENDED STAY -SE MECH RISER RM OFF LOBBY
5530 | TUTTLE CROSSING BLVD | 43016-1247 | Active | 134515 | WATTS | LF007M3QT | DC | 0.750 | 67188 | EXTENDED STAY -SE MECH/RISER RM OFF LOBBY
5530 | TUTTLE CROSSING BLVD | 43016-1247 | Replaced | REP330166 | WILKINS | 720A | PVB | 1.500 | 67189 | REPLACED - EAST OUTSIDE -60' N OF SE BLDG
5530 | TUTTLE CROSSING BLVD | 43016-1247 | Removed | 13151674REM | WILKINS | 720A | PVB | 1.500 | 3608135 | REMOVED -OUTSIDE OF BUILDING BEHIND SPRINKLER ROOM
5530 | TUTTLE CROSSING BLVD | 43016-1247 | Not required by DOW | 414309 | WILKINS | 720A | PVB | 1.500 | 3611924 | EXTENDED STAY EAST OUTSIDE -60' N OF SE BLDG
5075 | TUTTLE CROSSING BLVD UNIT A | 43016-1533 | Not Required by DOW | 101574 | WATTS | 009M2PCQT | RP | 0.750 | 65919 | #178 O'CHARLIES STK FOOD CT 15' UP AT HWT ABOVE MOP SINK
5075 | TUTTLE CROSSING BLVD UNIT A | 43016-1533 | Not Required by DOW | 105076 | WATTS | 007M2QT | DC | 0.750 | 65920 | 5085 TUTTLE CROSNG #A - JCPenny LOADING DOCK
5075 | TUTTLE CROSSING BLVD UNIT A | 43016-1533 | Not Required by DOW | 105197 | WATTS | 007QT | DC | 0.750 | 65921 | 5083 TUTTLE CROSNG #A - JCPenny STOCK RM
5075 | TUTTLE CROSSING BLVD UNIT A | 43016-1533 | Not Required by DOW | 2DM1166 | AMES | 2000SS | DC | 6.000 | 65923 | 5083 TUTTLE CROSNG JC PENNYS SPRINKLR/RISER RM
5075 | TUTTLE CROSSING BLVD UNIT A | 43016-1533 | Not Required by DOW | 118647 | WATTS | 909 | RP | 2.500 | 65924 | 5083 SPRINKLER RISER/MECH RM JC PENNY
5075 | TUTTLE CROSSING BLVD UNIT A | 43016-1533 | Not Required by DOW | 1222087 | WILKINS | 975XL | RP | 2.000 | 65925 | 5043 TUTTLE CROSSNG, COOLING TOWER MECH RM ON ROOF MALL MGMT,
5075 | TUTTLE CROSSING BLVD UNIT A | 43016-1533 | Not Required by DOW | 13019 | WILKINS | 975 | RP | 3.000 | 65926 | 5033 TUTTLE CROSNG - MARSHALL FIELDS METER RM
5075 | TUTTLE CROSSING BLVD UNIT A | 43016-1533 | Not Required by DOW | 148135 | WATTS | 909 | RP | 3.000 | 65927 | DOCK B RISER RM 5043 TUTTLE CROSNG MALL MGMNT
5075 | TUTTLE CROSSING BLVD UNIT A | 43016-1533 | Not Required by DOW | 148344 | WATTS | 909 | RP | 3.000 | 65928 | DOCK E RISER RM 5043 TUTTLE CROSNG MALL MGMNT
5075 | TUTTLE CROSSING BLVD UNIT A | 43016-1533 | Not Required by DOW | 148434 | WATTS | 909 | RP | 3.000 | 65929 | DOCK F RISER RM 5043 TUTTLE CROSNG MALL MGMNT
5075 | TUTTLE CROSSING BLVD UNIT A | 43016-1533 | Not Required by DOW | 17992 | WATTS | 007QT | DC | 1.500 | 65930 | DOCK E RISER RM 5043 TUTTLE CROSNG MALL MGMNT
5075 | TUTTLE CROSSING BLVD UNIT A | 43016-1533 | Not Required by DOW | 32135 | AMES | 2000B | DC | 1.500 | 65931 | DOCK B RISER RM 5043 TUTTLE CROSNG MALL MGMNT
5075 | TUTTLE CROSSING BLVD UNIT A | 43016-1533 | Not Required by DOW | 18704 | WATTS | 007M2QT | DC | 1.500 | 65932 | DOCK F RISER RM 5043 TUTTLE CROSNG MALL MGMNT
5075 | TUTTLE CROSSING BLVD UNIT A | 43016-1533 | Removed | 2005REM | FEBCO | 805 | DC | 0.750 | 65933 | REMOVED-FIRE RISER AREA S.E. WALL
5075 | TUTTLE CROSSING BLVD UNIT A | 43016-1533 | Not Required by DOW | 2BM0059 | AMES | 2000SS | DC | 8.000 | 65934 | SEARS MALL E LOADING DOCK MECH/RISER RM, SEARS 1120
5075 | TUTTLE CROSSING BLVD UNIT A | 43016-1533 | Not Required by DOW | 2CM1037 | AMES | 2000SS | DC | 8.000 | 65935 | 5123 TUTTLE CROSNG MACYS PUMP RM
5075 | TUTTLE CROSSING BLVD UNIT A | 43016-1533 | Not Required by DOW | 2133 | WILKINS | 950 | DC | 8.000 | 65936 | 5033 TUTTLE CROSSING - MARSHALL FIELDS, METER & VALVE ROOM
5075 | TUTTLE CROSSING BLVD UNIT A | 43016-1533 | Not Required by DOW | 22705 | WATTS | 007M2QT | DC | 1.500 | 65937 | 5043 TUTTLE CROSNG, PUMP HSE SE PROP CTR OF RM 8' HIGH OUT BLDG
5075 | TUTTLE CROSSING BLVD UNIT A | 43016-1533 | Not Required by DOW | 295753 | WATTS | 909M1QT | RP | 1.500 | 65938 | SEARS MALL METER RM AT LOADING DOCK
5075 | TUTTLE CROSSING BLVD UNIT A | 43016-1533 | Not Required by DOW | 299934 | WATTS | 909M1QT | RP | 1.500 | 65939 | SEARS MALL METER RM AT LOADING DOCK
5075 | TUTTLE CROSSING BLVD UNIT A | 43016-1533 | Not Required by DOW | 2JL0414 | AMES | 2000SS | DC | 8.000 | 65940 | DOCK B RISER RM 5043 TUTTLE CROSNG MALL MGMNT
5075 | TUTTLE CROSSING BLVD UNIT A | 43016-1533 | Not Required by DOW | 2KL0958 | AMES | 2000SS | DC | 8.000 | 65941 | DOCK F RISER RM 5043 TUTTLE CROSNG MALL MGMNT
5075 | TUTTLE CROSSING BLVD UNIT A | 43016-1533 | Not Required by DOW | 304365 | WATTS | 909M1QT | RP | 1.500 | 65942 | 5123 TUTTLE CROSSING PUMP RM MACY
5075 | TUTTLE CROSSING BLVD UNIT A | 43016-1533 | Not Required by DOW | 306071 | WATTS | 909M1QT | RP | 2.000 | 65943 | 5123 TUTTLE CROSSING RM 103 MACY PUMP ROOM SPR RM 103
5075 | TUTTLE CROSSING BLVD UNIT A | 43016-1533 | Not Required by DOW | 306082 | WATTS | 909M1QT | RP | 2.000 | 65944 | 5123 TUTTLE CROSSING - MACYS PUMP RM
5075 | TUTTLE CROSSING BLVD UNIT A | 43016-1533 | Not Required by DOW | 324313 | WATTS | 709 | DC | 8.000 | 65945 | DOCK E RISER RM 5043 TUTTLE CROSNG MALL MGMNT
5075 | TUTTLE CROSSING BLVD UNIT A | 43016-1533 | Not Required by DOW | 338025 | WILKINS | 975 | RP | 2.000 | 65947 | 5033 TUTTLE CROSNG - MARSHALL FIELDS MTR & VALVE RM
5075 | TUTTLE CROSSING BLVD UNIT A | 43016-1533 | Not Required by DOW | 492315 | WILKINS | 950 | DC | 1.250 | 65949 | 5033 TUTTLE CROSNG - MARSHALL FIELDS RISER RM
5075 | TUTTLE CROSSING BLVD UNIT A | 43016-1533 | Removed | 555176REM | WATTS | 909HWQT | RP | 1.000 | 65950 | REMOVED-DENTAL CENTER MECH ROOM 2ND FLOOR
5075 | TUTTLE CROSSING BLVD UNIT A | 43016-1533 | Removed | 89165REM | WATTS | 009M2PCQT | RP | 0.750 | 65951 | REMOVED-BACK ROOM BY HOT WATER TANK---WATER FILLING MACHINE
5075 | TUTTLE CROSSING BLVD UNIT A | 43016-1533 | Not Required by DOW | 90662 | WATTS | 009M1PCQT | RP | 2.000 | 65952 | SEARS MALL METER RM LOADING DOOK
5075 | TUTTLE CROSSING BLVD UNIT A | 43016-1533 | Removed | REM411164 | WATTS | 909HWQT | RP | 1.000 | 97726 | REMOVED - 5043 TUTTLE CROSNG KUGEL BALL PIT -MALL MGMNT
5075 | TUTTLE CROSSING BLVD UNIT A | 43016-1533 | Not Required by DOW | 319583 | CONBRACO | 40205A2S | RP | 1.000 | 100746 | 5141 TUTTLE -BJ BREWHSE MECH RM BY WTR HEATERS
5075 | TUTTLE CROSSING BLVD UNIT A | 43016-1533 | Not Required by DOW | 13934 | WATTS | 919QT | RP | 1.500 | 100747 | 5141 TUTTLE -BJ BREWHSE MECH RM BY WTR HEATERS
5075 | TUTTLE CROSSING BLVD UNIT A | 43016-1533 | Not Required by DOW | 14752 | WATTS | 919QT | RP | 2.000 | 100748 | 5141 TUTTLE -BJ BREWHSE CEILNG ABOVE SYRUP RACK-KITCHN
5075 | TUTTLE CROSSING BLVD UNIT A | 43016-1533 | Not Required by DOW | 29050 | AMES | 4000B | RP | 1.500 | 100749 | 5141 TUTTLE -BJ BREWHSE MECH ROOM
5075 | TUTTLE CROSSING BLVD UNIT A | 43016-1533 | Not Required by DOW | N1106081134 | FEBCO | 850 | DC | 6.000 | 100750 | 5141 TUTTLE -BJ BREWHSE HOT BOX NW OF BLDG
5075 | TUTTLE CROSSING BLVD UNIT A | 43016-1533 | Not Required by DOW | A59404 | WATTS | 009PCQT | RP | 0.500 | 103498 | 5043 TUTTLE CROSS BL BEHIND BOILR IN BK RM MALL MGMNT
5075 | TUTTLE CROSSING BLVD UNIT A | 43016-1533 | Removed | 114228REM | WATTS | 774 | DC | 6.000 | 3610090 | 5REMOVED-141 TUTTLE -BJ BREWHSE HOT BOX NW CORNER
5075 | TUTTLE CROSSING BLVD UNIT A | 43016-1533 | Not Required by DOW | J004678 | FEBCO | LF825Y | RP | 1.000 | 3610094 | 5141 TUTTLE -BJ'S BREWHSE MECH RM OUTSIDE WEST SIDE
5075 | TUTTLE CROSSING BLVD UNIT A | 43016-1533 | Not Required by DOW | 59168 | WATTS | 919QT | RP | 0.750 | 3611765 | NAIL EXPRESS #101, PEDICURE CHAIRS, ABOVE HWT HOT LINE
5075 | TUTTLE CROSSING BLVD UNIT A | 43016-1533 | Not Required by DOW | 60268 | WATTS | 919QT | RP | 0.750 | 3611766 | NAIL EXPRESS #101, PEDICURE CHAIRS, ABOVE HWT COLD LINE
5075 | TUTTLE CROSSING BLVD UNIT A | 43016-1533 | Not Required by DOW | 45818 | WATTS | 009M2-FP | RP | 1.500 | 3613175 | MECH RM BY OFFICE - AT SUB METER
5075 | TUTTLE CROSSING BLVD UNIT A | 43016-1533 | Not Required by DOW | A00788 | FEBCO | LF860 | RP | 1.000 | 3613176 | KITCHEN WASH BAY - UNDER FILTERS RED ROBIN
5075 | TUTTLE CROSSING BLVD UNIT A | 43016-1533 | Active | TC-0531 | WATTS | 957 | RP | 8.000 | 3626936 | IN HOT BOX AT N PIT PARKING LOT S OF BP GAS UNIT "A" LOOP SYSTEM FOR MALL
5075 | TUTTLE CROSSING BLVD UNIT A | 43016-1533 | LPS - Active |  |  |  | LPC |  | 3638402 | DOMESTIC PUMP - ON COMBINATION SERVICE DIESEL BOOSTER PUMP
5075 | TUTTLE CROSSING BLVD UNIT A | 43016-1533 | Not Required by DOW | 4760275 | WILKINS | 950XL2 | DC | 1.250 | 3649015 | 5033 TUTTLE CROSSING, SCENE 75, RISER ROOM AT JOCKEY PUMP
5075 | TUTTLE CROSSING BLVD UNIT B | 43016-1533 | Removed | 324572REM | WATTS | 709 | DC | 8.000 | 65946 | **REMOVED** 5043 TUTTLE CRSNG PUMP HSE SE PROP B-LOT OUT BLDG MALL MGMNT
5075 | TUTTLE CROSSING BLVD UNIT B | 43016-1533 | Active | TC-0513 | WATTS | 957 | RP | 8.000 | 3549128 | IN SE PUMP HSE BY S PIT UNIT "B" LOOP SYSTEM FOR MALL
2212 | TUTTLE PARK PL | 43210 | Active | M11330 | WILKINS | 375DA | RPDA | 4.000 | 3632572 | WATER SUPPLY ROOM
2212 | TUTTLE PARK PL | 43210 | Active | 4492418 | WILKINS | 975XL2 | RP | 0.750 | 3632573 | WATER SUPPLY ROOM FIRE METER SIDE CAR
2212 | TUTTLE PARK PL | 43210 | Active | L111247 | WILKINS | 375 | RP | 3.000 | 3632574 | WATER SUPPLY ROOM DOMESTIC CONTAINMENT
4586 | TUTTLE RD | 43017-1528 | Active | AA4385 | FEBCO | 765 | PVB | 1.000 | 64412 | FRONT OF HOUSE LEFT OF FRONT DOOR
4671 | TUTTLE RD | 43017-3575 | Not Required by DOW | 172257 | WATTS | 909QT | RP | 0.750 | 64758 | MECHANICAL ROOM # 161 M
4671 | TUTTLE RD | 43017-3575 | Replaced | REP172258 | WATTS | 909QT | RP | 0.750 | 64759 | REPLACED- MECHANICAL ROOM
4671 | TUTTLE RD | 43017-3575 | Not Required by DOW | 648693 | WATTS | 909QT | RP | 0.750 | 3611296 | MECHANICAL ROOM
4671 | TUTTLE RD | 43017-3575 | Active | YC-0784 | WATTS | 957 | RP | 3.000 | 3636173 | NE MECH/RISER ROOM #161 AT WATER METER
4671 | TUTTLE RD | 43017-3575 | Due Install |  |  |  | DCDA | 6.000 | 3636174 | NE MECH/RISER BOILER ROOM #161
4880 | TUTTLE RD | 43017-7520 | Active | b18962 | WILKINS | 975 | RP | 3.000 | 65316 | CENTER OF BUILDING IN MECHANICAL ROOM NEXT TO KITCHEN
4880 | TUTTLE RD | 43017-7520 | Active | 2JM1426 | AMES | 2000SS | DC | 4.000 | 65317 | N/W CORNER ELECTRIC ROOM
4880 | TUTTLE RD | 43017-7520 | Due Install |  |  |  | RP | 6.000 | 3624829 | AT PIT AT ENTRANCE
4880 | TUTTLE RD | 43017-7520 | LPS - Active |  |  |  | LST |  | 3624830 | FIRE PUMP
798 | TWEED CT | 43085-2962 | Active | 251180 | WILKINS | 420 | PVB | 1.000 | 73087 | FRONT RIGHT OF DOOR
814 | TWEED CT | 43085-2962 | Active | G208530 | WILKINS | 720A | PVB | 0.750 | 92399 | RIGHT FRONT
388 | TWIN CREEK DR | 43204 | Active | 052997 | WATTS | LF009M2QT | RP | 1.500 | 3632793 | outside in hot box west
3883 | TWIN CREEK DR | 43204 | Not Required by DOW | 75650 | WATTS | LF919 | RP | 0.750 | 3632794
3883 | TWIN CREEK DR | 43204 | Not Required by DOW | 75652 | WATTS | LF919 | RP | 0.750 | 3632795
3883 | TWIN CREEK DR | 43204 | Not Required by DOW | 53803 | WATTS | LF919 | RP | 1.000 | 3639069 | 3881 TWIN CREEKS DR
3590 | TWIN CREEKS DR | 43204-1628 | Removed | 190423REM | WATTS | 009M3QT | RP | 0.750 | 61178 | BASEMENT BOILER ROOM
3749 | TWIN CREEKS DR | 43204-5005 | Active | 37355 | WATTS | 009QT | RP | 1.500 | 61647 | AT METER IN KITCHEN
3749 | TWIN CREEKS DR | 43204-5005 | Not Required by DOW | 93810 | WATTS | 009QT | RP | 1.000 | 61648 | AT METER IN KITCHEN
3800 | TWIN CREEKS DR | 43204-5000 | Due Install |  |  |  | RP | 1.500 | 3549207 | REAR DOOR 3800-3890. THE CODE IS 2323
3800 | TWIN CREEKS DR | 43204-5000 | Due Install |  |  |  | DCDA | 8.000 | 3651203 | REAR DOOR 3800-3890. THE CODE IS 2323
3811 | TWIN CREEKS DR | 43204-5005 | Active | 34873 | WATTS | 007M1QT | DC | 0.750 | 61837 | METER PIT
3811 | TWIN CREEKS DR | 43204-5005 | Active | 1107107 | AMES | 3000SS | DCDA | 6.000 | 61838 | METER PIT--(S# H09YDF0600)
3811 | TWIN CREEKS DR | 43204-5005 | Active | 731708 | WILKINS | 975XLBMS | RP | 1.500 | 61839 | CENTER OF WEST WALL AT METER SET
2054 | TWIN FLOWER CIR | 43123-8024 | Active | G216546 | WILKINS | 720A | PVB | 0.750 | 95968 | LEFT SIDE
2070 | TWIN FLOWER CIR | 43123-8024 | Active | 185520 | WILKINS | 720A | PVB | 0.750 | 88429 | LEFT SIDE OF HOUSE
2090 | TWIN FLOWER CIR | 43123-8024 | Active | G215238 | WILKINS | 720A | PVB | 0.750 | 95873 | LEFT SIDE
2107 | TWIN FLOWER CIR | 43123-8559 | Active | EAD4206 | WILKINS | 720A | PVB | 0.750 | 57312 | LEFT SIDE OF HOUSE
2134 | TWIN FLOWER CIR | 43123-8559 | Active | EAF5818 | WILKINS | 720A | PVB | 0.750 | 91136 | RIGHT SIDE OF HOUSE
1670 | TWIN OAKS DR | 43065-9510 | Active | 28904 | FEBCO | 765 | PVB | 1.000 | 92038 | LEFT SIDE OF HOUSE
750 | TWIN RIVERS DR | 43215-1127 | Active | 209166 | WATTS | 009QT | RP | 2.000 | 72125 | BY WATER METER
770 | TWIN RIVERS DR | 43215-1127 | Removed | 404762 | WILKINS | 420 | PVB | 0.750 | 72566 | Outside NE Corner of Building
770 | TWIN RIVERS DR | 43215-1127 | Active | 3619710 | WILKINS | 975XL | RP | 1.500 | 102097 | MECHANICAL ROOM
770 | TWIN RIVERS DR | 43215-1127 | Not Required by DOW | 42215 | WATTS | 919AQT | RP | 0.750 | 102588 | MECHANICAL ROOM
770 | TWIN RIVERS DR | 43215-1127 | Not Required by DOW | 54133 | WATTS | 919AQT | RP | 0.750 | 3615094 | MECHANICAL ROOM
770 | TWIN RIVERS DR | 43215-1127 | Not Required by DOW | 05639 | WATTS | 919 | RP | 0.500 | 3615095 | MECHANICAL ROOM
901 | TWIN RIVERS DR | 43215 | Active | 229083 | WATTS | LF009M2QT | RP | 1.000 | 3651329 | IN HOT BOX AT STREET BEHIND FENCE WEST SIDE
850 | TWIN RIVERS DR REAR | 43216-9002 | Active | 357551 | WATTS | 909M1QT | RP | 2.000 | 73986 | VEHICLE MAINT SHOP WEST WALL
770 | TWIN RIVERS DR UNIT A | 43215-1127 | Active | 80658 | WILKINS | 375 | RP | 3.000 | 72567 | HELICOPTER BUILDING
850 | TWIN RIVERS DR UNIT FRONT | 43216-9002 | Active | 46499C | WILKINS | 375AST | RP | 6.000 | 73981 | IN BASEMENT AT WATER SERVICE
850 | TWIN RIVERS DR UNIT FRONT | 43216-9002 | Active | 46500C | WILKINS | 375AST | RP | 6.000 | 73982 | IN BASEMENT AT WATER METER
850 | TWIN RIVERS DR UNIT FRONT | 43216-9002 | Not Required by DOW | REPT122484 | WILKINS | 720A | PVB | 1.000 | 73983 | REPLACED- FRONT SE CORNER
850 | TWIN RIVERS DR UNIT FRONT | 43216-9002 | Not Required by DOW | 38302 | WATTS | LF909 | RP | 2.000 | 73984 | ABOVE NURSES ROOM
850 | TWIN RIVERS DR UNIT FRONT | 43216-9002 | Not Required by DOW | 328004 | WATTS | 909M1QT | RP | 2.000 | 73985 | PENTHOUSE LEFT OF ELEVATOR
850 | TWIN RIVERS DR UNIT FRONT | 43216-9002 | Removed | 09394REM | WATTS | 919QT | RP | 1.250 | 73987 | WASH BAY REMOVED
850 | TWIN RIVERS DR UNIT FRONT | 43216-9002 | Not Required by DOW | W055998 | WILKINS | 975XLBMS | RP | 0.750 | 73988 | VEHICLE MAINT SHOP BOILER ROOM
850 | TWIN RIVERS DR UNIT FRONT | 43216-9002 | Active | CR850 | Kennedy/Grinnel | B-2 | DC | 8.000 | 103385 | 8" KENNEDY B2, IN BASEMENT SE CORNER AT WATER SERVICE
850 | TWIN RIVERS DR UNIT FRONT | 43216-9002 | Not Required by DOW | 3929833 | WILKINS | 975XL2 | RP | 0.750 | 3605654 | VEHICLE MAINTENANCE SHOP BOILER ROOM
850 | TWIN RIVERS DR UNIT FRONT | 43216-9002 | Not Required by DOW | CB215223 | WILKINS | 720A | PVB | 1.000 | 3609367 | FRONT SE CORNER
632 | TWONOTCH CT | 43016 | Active | HL66741 | FEBCO | 765 | PVB | 1.000 | 94813 | LEFT SIDE FRONT
5602 | TYNECASTLE LOOP | 43016-6041 | Active | F022838 | WILKINS | 720A | PVB | 0.750 | 67399 | LEFT SIDE OF HOUSE
5610 | TYNECASTLE LOOP | 43016 | Active | G043930 | WILKINS | 720A | PVB | 0.750 | 67421 | RIGHT FRONT CORNER OF HOUSE
5619 | TYNECASTLE LOOP | 43016 | Active | T178604 | WILKINS | 720A | PVB | 0.750 | 67435 | LH SIDE
5635 | TYNECASTLE LOOP | 43016-6044 | Active | l346001 | WILKINS | 720A | PVB | 0.750 | 67466 | LEFT MIDDLE
5642 | TYNECASTLE LOOP | 43016 | Active | G045444 | WILKINS | 720A | PVB | 0.750 | 88581 | LEFT SIDE OF HOUSE
5650 | TYNECASTLE LOOP | 43016-6041 | Active | T315379 | WILKINS | 720A | PVB | 0.750 | 92073 | LEFT SIDE
5658 | TYNECASTLE LOOP | 43016 | Active | H491814 | FEBCO | 765 | PVB | 0.750 | 95389 | RIGHT SIDE OF HOUSE
5666 | TYNECASTLE LOOP | 43016 | Active | CAA79865 | WILKINS | 720A | PVB | 1.000 | 95291 | LEFT SIDE OF HOUSE
5674 | TYNECASTLE LOOP | 43016-6041 | Replaced | REPH115798 | FEBCO | 765 | PVB | 0.750 | 67571 | REPLACED- RIGHT HAND SIDE
5674 | TYNECASTLE LOOP | 43016-6041 | Active | CB072547 | WILKINS | 720A | PVB | 0.750 | 3611492 | RIGHT FRONT
5682 | TYNECASTLE LOOP | 43016 | Active | 817252 | WILKINS | 720A | PVB | 0.750 | 67590 | LEFT SIDE
5685 | TYNECASTLE LOOP | 43016 | Active | G21286 | WILKINS | 720A | PVB | 0.750 | 95449 | LEFT SIDE GARAGE
5690 | TYNECASTLE LOOP | 43016-6041 | Active | A135554 | WILKINS | 720A | PVB | 0.750 | 67607 | LEFT FRONT CORNER OF HOUSE
5693 | TYNECASTLE LOOP | 43016-6044 | Active | 331091 | WATTS | 800CMQT | PVB | 0.750 | 67622 | LEFT SIDE
5698 | TYNECASTLE LOOP | 43016-6041 | Active | CB597867 | WILKINS | 720A | PVB | 0.750 | 67629 | RIGHT FRONT
5706 | TYNECASTLE LOOP | 43016-6042 | Active | T420036 | WILKINS | 720A | PVB | 0.750 | 67678 | LEFT SIDE
5709 | TYNECASTLE LOOP | 43016-6043 | Active | T459901 | WILKINS | 720A | PVB | 0.750 | 67686 | LEFT FRONT
5714 | TYNECASTLE LOOP | 43016-6042 | Active | H099084 | FEBCO | 765 | PVB | 0.750 | 67698 | SIDE OF HSE
5717 | TYNECASTLE LOOP | 43016-6043 | Active | H115402 | FEBCO | 765 | PVB | 0.750 | 67706 | LEFT SIDE FRONT
5722 | TYNECASTLE LOOP | 43016-6042 | Active | 933504 | FEBCO | 765 | PVB | 0.750 | 87059 | RIGHT SIDE OF HOUSE
5680 | ULRY RD | 43081 | Active | 1135430401 | AMES | 3000SS | DCDA | 6.000 | 67587 | WATER METER PIT NEXT TO ROAD - 5695 WILLET LN
5680 | ULRY RD | 43081 | Active | 49203 | WATTS | 007M1QT | DC | 0.750 | 75059 | IN WATER METER PIT NEXT TO ROAD
5680 | ULRY RD | 43081 | Active | H565955 | FEBCO | 765 | PVB | 1.000 | 99258 | SIDE OF CLUB HOUSE
5680 | ULRY RD | 43081 | Due Install |  |  |  | RP |  | 3659564 | IN VAULT
5706 | ULRY RD | 43081 | Active | RH1483 | AMES | COLT 300 | DCDA | 6.000 | 3629998
5706 | ULRY RD | 43081 | Active | 48630 | AMES | 2000B | DC | 0.750 | 3631429 | Next door of address 5682 by green hotbox
5706 | ULRY RD | 43081 | Active | RH2938 | AMES | COLT 400 | RP | 3.000 | 3631430 | In hotbox next door to 5682 Ulry rd
1415 | UNIVERSAL RD | 43207-1730 | Not Required by DOW | 306420 | WATTS | 800M4QT | PVB | 0.750 | 54963 | COLD ROOM WEST WALL
1415 | UNIVERSAL RD | 43207-1730 | Not Required by DOW | CB440200 | WILKINS | 720A | PVB | 0.750 | 54964 | WEST WALL PRODUCTION AREA
1415 | UNIVERSAL RD | 43207-1730 | Not Required by DOW | 318699 | WATTS | 800M4FR | PVB | 0.750 | 54966 | LOADING DOCK CEILING
1415 | UNIVERSAL RD | 43207-1730 | Active | 223964 | WATTS | 909M1QT | RP | 1.500 | 54968 | NEXT TO METER IN METER ROOM
1415 | UNIVERSAL RD | 43207-1730 | Not Required by DOW | 318687 | WATTS | 800M4QT | PVB | 0.750 | 98815 | LOADING DOCK CEILING
1415 | UNIVERSAL RD | 43207-1730 | Not Required by DOW | 366947 | WILKINS | 460 | PVB | 0.750 | 103312 | E WALL PRODUCTION AREA
1415 | UNIVERSAL RD | 43207-1730 | Not Required by DOW | T087899 | WILKINS | 720A | PVB | 0.750 | 103313 | E PRODUCTION WALL
1425 | UNIVERSAL RD | 43207-1730 | Not Required by DOW |  |  |  | RP |  | 3549437
1441 | UNIVERSAL RD | 43207-1730 | Not Required by DOW | 086692 | WATTS | LF009M2QT | RP | 2.000 | 55036 | AT NW END OF PLANT ON WALL
1441 | UNIVERSAL RD | 43207-1730 | Not Required by DOW | 086693 | WATTS | LF009M2QT | RP | 2.000 | 55037 | N WALL AT THE END OF RAIL ROAD TRACKS
1441 | UNIVERSAL RD | 43207-1730 | Not Required by DOW | 419416 | WATTS | 909HWM1QT | RP | 1.250 | 99132 | AT NORTHWEST END OF PLANT ON WALL
1441 | UNIVERSAL RD | 43207-1730 | Active | 38859 | WATTS | LF919QT | RP | 2.000 | 3635794 | HOTBOX AT ENTRANCE
1441 | UNIVERSAL RD | 43207-1730 | Active | VA-0955 | AMES | 200 | DC | 6.000 | 3648780 | HOTBOX AT ENTRANCE
1441 | UNIVERSAL RD | 43207-1730 | LPS - Active |  |  |  | LST |  | 3659405 | FIRE PUMP - FIRE PUMP ROOM
1515 | UNIVERSAL RD | 43207-1770 | Active | 011848 | WATTS | LF 909 | RP | 3.000 | 55276 | PLAN N - END OF THE BUILDING, BY MTR
1515 | UNIVERSAL RD | 43207-1770 | Active | 277885 | WATTS | 909M1QT | RP | 1.250 | 55277 | PLAN N - END OF THE BUILDING, BY MTR
1515 | UNIVERSAL RD | 43207-1770 | Active | 30127B | WILKINS | 350ASTDA | DCDA | 6.000 | 3633187 | EAST END OF PLANT
1515 | UNIVERSAL RD | 43207-1770 | Active | HC62493 | WILKINS | 950XLD | DC | 0.750 | 3654223 | EAST END OF PLANT
1550 | UNIVERSAL RD | 43207-1731 | Active | 100565 | AMES | 3000SS | DCDA | 8.000 | 55370 | FIRE PUMP ROOM
1550 | UNIVERSAL RD | 43207-1731 | Active | 7297 | AMES | 2000SS | DC | 0.750 | 55371 | FIRE PUMP ROOM
1550 | UNIVERSAL RD | 43207-1731 | Active | 914429 | WILKINS | 975 | RP | 2.000 | 55372 | FIRE PUMP ROOM
1550 | UNIVERSAL RD | 43207-1731 | LPS - Active |  |  |  | LST |  | 3635007 | FIRE PUMP -
1600 | UNIVERSAL RD | 43207-1733 | NULL | [5 empty] | 3549439
1660 | UNIVERSAL RD | 43207-1733 | Active | ABI0807 | Wilkins | 975XL2 | RP | 0.750 | 3549441 | IN CABINET NEXT TO METER IN RESTROOM
1685 | UNIVERSAL RD | 43207-1734 | Removed | 19014REM | FEBCO | 825YA | RP | 0.750 | 55825 | REMOVED-AT WATER METER
1685 | UNIVERSAL RD | 43207-1734 | Inactive | [5 empty] | 3638257
6700 | UNIVERSITY BLVD | 43016 | Active | UI-0485 | AMES | COLT 400 | RP | 6.000 | 3651725 | IN HOT BOX AT W ENTRANCE
6700 | UNIVERSITY BLVD | 43016 | Active | UI-1011 | AMES | COLT 500-GV | RPDA | 8.000 | 3651726 | IN HOT BOX AT W ENTRANCE
6700 | UNIVERSITY BLVD | 43016 | Active | 86241 | WATTS | LF919QT | RP | 0.750 | 3651728 | IN HOT BOX AT W ENTRANCE
6215 | UPPER ALBANY CROSSING DR | 43081 | Active | CB323945 | WILKINS | 720A | PVB | 0.750 | 3622506
6245 | UPPER ALBANY CROSSING DR | 43081 | Active | CB585201 | WILKINS | 720A | PVB | 0.750 | 3622507 | LEFT SIDE OF HOUSE
6251 | UPPER ALBANY CROSSING DR | 43081 | Active | CB363157 | WILKINS | 720A | PVB | 0.750 | 3624969 | LEFT SIDE OF HOUSE
6290 | UPPER ALBANY CROSSING DR | 43081 | Active | WC-1984 | AMES | COLT400 | RP | 3.000 | 3652976 | HOTBOX AT SW CORNER
6290 | UPPER ALBANY CROSSING DR | 43081 | Active | 1101810222 | AMES | 3000SS | DCDA | 6.000 | 3652977
6290 | UPPER ALBANY CROSSING DR | 43081 | Active | 32008 | WATTS | 007M1QT | DC | 0.750 | 3652978
6247 | UPPER ALBANY CT | 43054-9114 | Active | F082544 | WILKINS | 720A | PVB | 0.750 | 97834 | LEFT SIDE
6255 | UPPER ALBANY CT | 43054-9114 | Active | T459979 | WILKINS | 720A | PVB | 0.750 | 69490 | LEFT SIDE OF HOUSE
5900 | UPPER BREMO LN | 43054-8950 | Active | T374465 | WILKINS | 720A | PVB | 1.000 | 68279 | RIGHT SIDE OF HOUSE
5914 | UPPER BREMO LN | 43054-8950 | Active | H157277 | FEBCO | 765 | PVB | 1.000 | 89294 | LEFT SIDE OF HOUSE
5951 | UPPER BREMO LN | 43054-8951 | Active | G212815 | WILKINS | 720A | PVB | 0.750 | 68393 | LEFT SIDE OF HOUSE
6718 | UPPER BROOK WAY | 43054-9373 | Active | T477615 | WILKINS | 720A | PVB | 0.750 | 97508 | Right side
6757 | UPPER BROOK WAY | 43054-9374 | Active | 336825 | WATTS | 800CMQT | PVB | 0.750 | 101376 | LEFT SIDE
6758 | UPPER BROOK WAY | 43054-9373 | Active | CAA31094 | WILKINS | 720A | PVB | 0.750 | 3549469 | RIGHT SIDE OF HOUSE
6766 | UPPER BROOK WAY | 43054-9373 | Active | T520657 | WILKINS | 720A | PVB | 1.000 | 100169 | LEFT SIDE OF HOUSE
6773 | UPPER BROOK WAY | 43054-9374 | Active | 1538 | WATTS | 800M4FR | PVB | 1.000 | 95191 | RIGHT SIDE OF HOUSE
6774 | UPPER BROOK WAY | 43054-9373 | Active | G204743 | WILKINS | 720A | PVB | 0.750 | 91489 | RIGHT SIDE
6781 | UPPER BROOK WAY | 43054-9374 | Active | A134012 | WILKINS | 720A | PVB | 0.750 | 89121 | RIGHT SIDE FRONT OF HOUSE
6789 | UPPER BROOK WAY | 43054-9374 | Active | BA3055 | FEBCO | 765 | PVB | 0.750 | 70680 | RIGHT SIDE OF HOUSE
1750 | UPPER CHELSEA RD | 43212-1936 | Active | T024008 | WILKINS | 720A | PVB | 1.000 | 99943 | FRONT OF HOME RIGHT SIDE OF FRONT DOOR
1760 | UPPER CHELSEA RD | 43212-1936 | Active | T207770 | Wilkins | 720AU | PVB | 0.750 | 56063 | FRONT LEFT CORNER BY REMOTE METER
1763 | UPPER CHELSEA RD | 43212-1937 | Active | AE3652 | FEBCO | 765 | PVB | 0.750 | 87279 | FRONT OF HOUSE
1773 | UPPER CHELSEA RD | 43212 | Active | T338407 | WILKINS | 720A | PVB | 0.750 | 3632940 | LEFT OF FRONT DOOR
1776 | UPPER CHELSEA RD | 43212-1936 | Active | 20240 | FEBCO | 765 | PVB | 1.000 | 90057 | FRONT OF HOUSE
1795 | UPPER CHELSEA RD | 43212-1939 | Active | CB332997 | WILKINS | 720A | PVB | 0.750 | 3549474 | FRONT OF HOUSE
1800 | UPPER CHELSEA RD | 43212-1938 | Active | T427323 | WILKINS | 720A | PVB | 0.750 | 3549475 | RIGHT SIDE OF HOUSE
1808 | UPPER CHELSEA RD | 43212-1938 | Active | T146677 | WILKINS | 720A | PVB | 0.750 | 103768 | LEFT SIDE
1809 | UPPER CHELSEA RD | 43212-1939 | Active | 669019 | WILKINS | 720A | PVB | 0.750 | 94858 | FRONT OF HOUSE LEFT OF FRONT DOOR
1825 | UPPER CHELSEA RD | 43212-1939 | Active | cb451718 | WILKINS | 720A | PVB | 1.000 | 88951 | RIGHT SIDE OF HOUSE
1826 | UPPER CHELSEA RD | 43212-1938 | Active | 996995 | WILKINS | 720A | PVB | 0.750 | 56328 | RIGHT SIDE
1845 | UPPER CHELSEA RD | 43212 | Active | H650223 | FEBCO | 765 | PVB | 0.750 | 101433 | FRONT OF HOUSE
1845 | UPPER CHELSEA RD | 43212 | Active | 3826384 | WILKINS | 975XL2 | RP | 0.750 | 104017 | IN NE CORNER OF BASEMENT BY METER
1865 | UPPER CHELSEA RD | 43212-1939 | Active | 4973150XCTCU | WILKINS | 975XL2 | RP | 1.000 | 3549479
1901 | UPPER CHELSEA RD | 43212-1941 | Active | G215192 | WILKINS | 720A | PVB | 0.750 | 95648 | FRONT OF HOUSE
1911 | UPPER CHELSEA RD | 43212-1941 | Active | 328132 | WATTS | LF009M2QT | RP | 1.000 | 56608 | BASEMENT NEXT TO MAIN METER
1954 | UPPER CHELSEA RD | 43221-4113 | Active | EAC4286 | WILKINS | 720A | PVB | 0.750 | 56739 | RIGHT SIDE OF HOUSE
1955 | UPPER CHELSEA RD | 43221-4112 | Active | A008777 | WILKINS | 720A | PVB | 0.750 | 94644 | RIGHT SIDE OF HOUSE
1970 | UPPER CHELSEA RD | 43221-4113 | Active | 098690 | WATTS | 800M4QT | PVB | 0.750 | 94860 | FRONT RIGHT OF DOOR
1975 | UPPER CHELSEA RD | 43221-4112 | Active | T075129 | WILKINS | 720-A | PVB | 0.750 | 3549481 | LEFT OF FRONT DOOR
1980 | UPPER CHELSEA RD | 43221-4113 | Active | 353593 | WILKINS | 720A | PVB | 1.000 | 56853 | LEFT OF FRONT DOOR
1987 | UPPER CHELSEA RD | 43221-4112 | Active | 41704 | WATTS | 800M4QT | PVB | 1.000 | 56862 | LEFT FRONT OF HOUSE
2000 | UPPER CHELSEA RD | 43221-4113 | Active | F006114 | WILKINS | 720A | PVB | 0.750 | 3549483 | FRONT OF HOUSE
2010 | UPPER CHELSEA RD | 43221-4113 | Active | T075892 | WILKINS | 720A | PVB | 1.000 | 57020 | FRONT OF HOUSE
2020 | UPPER CHELSEA RD | 43221-4113 | Active | T304293 | WILKINS | 720A | PVB | 0.750 | 3549486 | RIGHT FRONT
2029 | UPPER CHELSEA RD | 43221-4112 | Active | 122336 | WATTS | 800M4FR | PVB | 0.750 | 102660 | LEFT FRONT OF HOUSE
2030 | UPPER CHELSEA RD | 43221-4113 | Active | T442437 | FEBCO | 765 | PVB | 0.750 | 94861 | FRONT OF HOUSE
2040 | UPPER CHELSEA RD | 43221-4113 | Active | CB001769 | WILKINS | 720A | PVB | 0.750 | 102485 | FRONT OF HOUSE
2064 | UPPER CHELSEA RD | 43221-4113 | Active | G251923 | WILKINS | 720A | PVB | 0.750 | 99870 | RIGHT SIDE OF HOUSE
7155 | UPPER CLARENTON DR | 43054 | Active | G245010 | WILKINS | 720A | PVB | 0.750 | 102595 | LEFT SIDE OF HOUSE
7185 | UPPER CLARENTON DR | 43054 | Active | cab30801 | WILKINS | 720A | PVB | 0.750 | 99175 | LEFT SIDE
7238 | UPPER CLARENTON DR | 43054-6006 | Active | T013462 | WILKINS | 720A | PVB | 0.750 | 100164 | RIGHT FRONT
7278 | UPPER CLARENTON DR | 43054 | Active | T299979 | WILKINS | 720A | PVB | 0.750 | 3601065 | LEFT SIDE OF HOUSE
7369 | UPPER CLARENTON DR | 43054 | Active | CB601287 | WILKINS | 720A | PVB | 0.750 | 101194 | RIGHT SIDE
7398 | UPPER CLARENTON DR | 43054 | Active | H687318 | FEBCO | 765 | PVB | 0.750 | 102506 | LEFT SIDE OF HOUSE
7409 | UPPER CLARENTON DR | 43054 | Active | T081703 | WILKINS | 720A | PVB | 0.750 | 101478 | LEFT FRONT
7438 | UPPER CLARENTON DR | 43054 | Active | T034229 | WILKINS | 720A | PVB | 0.750 | 100174 | LEFT SIDE
7389 | UPPER CLARENTON N DR | 43054 | Active | CB602832 | WILKINS | 720A | PVB | 0.750 | 3601929 | left side of house
7399 | UPPER CLARENTON N DR | 43054- | Active | T340000 | WILKINS | 720A | PVB | 0.750 | 91912 | LEFT SIDE
8429 | UPPER CLARENTON N DR | 43054 | Active | W277054 | WILKINS | 975XLBMS | RP | 0.750 | 93305 | AT ENTRY OFF WALNUT ST UNDER BUSH Nw PICKET FENCE POST
8429 | UPPER CLARENTON N DR | 43054 | Duplicate | 149827DUPLICATE | WILKINS | 975XL | RP | 0.750 | 98291 | CORNER OF DEAN FARM & LEISNER
7145 | UPPER CLARENTON S DR | 43054-6006 | Active | CB630306 | WILKINS | 720A | PVB | 0.750 | 92369 | Left side
7158 | UPPER CLARENTON S DR | 43054-6006 | Active | G152213 | WILKINS | 720A | PVB | 0.750 | 92458 | LEFT SIDE
7228 | UPPER CLARENTON S DR | 43054-6006 | Active | H073033 | FEBCO | 765 | PVB | 0.750 | 98217 | RIGHT SIDE OF HOUSE
7235 | UPPER CLARENTON S DR | 43054-6006 | Active | G124349 | WILKINS | 720A | PVB | 0.750 | 95381 | LEFT SIDE OF HOUSE
7248 | UPPER CLARENTON S DR | 43054-7143 | Active | G215572 | WILKINS | 720A | PVB | 0.750 | 95441 | RIGHT SIDE
7258 | UPPER CLARENTON S DR | 43054-7143 | Active | CB548675 | WILKINS | 720A | PVB | 0.750 | 89413 | RIGHT SIDE
7298 | UPPER CLARENTON S DR | 43054-7143 | Active | A08122 | WATTS | 009QT | RP | 1.000 | 93304 | BASEMENT AT METER
7338 | UPPER CLARENTON S DR | 43054 | Active | CB272535 | WILKINS | 720A | PVB | 0.750 | 3601668 | RIGHT SIDE
7348 | UPPER CLARENTON S DR | 43054 | Active | T013246 | WILKINS | 720A | PVB | 0.750 | 100142 | LEFT SIDE
7358 | UPPER CLARENTON S DR | 43054 | Active | T082623 | WILKINS | 720A | PVB | 0.750 | 101330 | RIGHT SIDE OF HOUSE
7378 | UPPER CLARENTON S DR | 43054 | Active | T178725 | WILKINS | 720A | PVB | 0.750 | 3601513 | RIGHT SIDE OF HOUSE
5000 | UPPER METRO PL | 43017-3391 | Active | QC-0500 | WATTS | 957 | RP | 4.000 | 3618600 | MID S MECH ROOM
5000 | UPPER METRO PL | 43017-3391 | Active | 1160021015 | WATTS | 774DCDA | DCDA | 8.000 | 3621432 | HOT BOX SE PARKING LOT
5000 | UPPER METRO PL | 43017-3391 | Active | 22923 | WATTS | 007M2 | DC | 0.750 | 3621433 | HOT BOX SE PARKING LOT
5000 | UPPER METRO PL | 43017-3391 | Not Required by DOW | 30398 | WATTS | LF919QT | RP | 2.000 | 3623043 | POOL EQUIPMENT MECHANICAL ROOM
5000 | UPPER METRO PL | 43017-3391 | Not Required by DOW | 21492 | WATTS | LF919QT | RP | 1.500 | 3623044 | WATER RAISER MECHANICAL ROOM
5000 | UPPER METRO PL | 43017-3391 | Not Required by DOW | 39428 | WATTS | 719QT | DC | 0.750 | 3623045 | ACCESS PANEL NXT TO REAR EXT ON WEST SIDE OF BLDING
5100 | UPPER METRO PL | 43017-3384 | Active | 1111109 | FEBCO | 856 | DCDA | 8.000 | 66019 | EMBASSY -SOUTH MECH/RISER RM E OF MAIN ENTRANCE
5100 | UPPER METRO PL | 43017-3384 | Active | 54219 | WILKINS | 375AST | RP | 3.000 | 66020 | EMBASSY -SOUTH MECH/RISER RM -BOTTOM DEVICE
5100 | UPPER METRO PL | 43017-3384 | Active | 12269 | WATTS | 009 | RP | 3.000 | 66021 | EMBASSY -SOUTH MECH/RISER RM - TOP DEVICE
5100 | UPPER METRO PL | 43017-3384 | Active | A013354 | FEBCO | 805YB | DC | 0.750 | 66022 | EMBASSY -SOUTH MECH/RISER RM
5100 | UPPER METRO PL | 43017-3384 | Not Required by DOW | 136531 | WATTS | 009M2QT | RP | 2.000 | 66023 | EMBASSY -SOUTH MECH/RISER RM
5100 | UPPER METRO PL | 43017-3384 | Not Required by DOW | 095162 | WATTS | LF009M2QT | RP | 2.000 | 66024 | 1ST FL.POOL MECH RM SOUTHEND
5100 | UPPER METRO PL | 43017-3384 | Not Required by DOW | 53922 | WATTS | 009M2QT | RP | 1.500 | 66025 | 1ST FL -NORTH MECH/BOILER RM -10' HIGH MID S WALL
5100 | UPPER METRO PL | 43017-3384 | Not Required by DOW | 58623 | WATTS | 009QT | RP | 1.500 | 66026 | ROOM 158 STORAGE, FOR FOUNTAIN
5100 | UPPER METRO PL | 43017-3384 | LPS - Active |  |  |  | LPC |  | 3635026 | DOMESTIC PUMP -
5100 | UPPER METRO PL | 43017-3384 | LPS - Active |  |  |  | LST |  | 3635027 | FIRE PUMP
5155 | UPPER METRO PL | 43017 | Active | 22170C | WILKINS | 375AST | RP | 3.000 | 3649103 | W END MECH/RISER ROOM AT WATER METER
5155 | UPPER METRO PL | 43017 | Active | HC37263 | WILKINS | 950XLD | DC | 0.750 | 3649104 | MECH ROOM AT FIRE RISER
5155 | UPPER METRO PL | 43017 | Active | 19348B | WILKINS | 350ASTDA | DCDA | 6.000 | 3649105 | NW MECH/RISER ROOM
5155 | UPPER METRO PL | 43017 | Not Required by DOW | B349839 | WILKINS | 375 | RP | 1.000 | 3649124 | NW MECH/RISER ROOM AT WALL BY BOOSTR PUMP
5155 | UPPER METRO PL | 43017 | LPS - Active |  |  |  | LPC |  | 3649125 | DOMESTIC PUMP - NW MECH/RISER ROOM
5200 | UPPER METRO PL | 43017-5377 | Active | B24653 | WILKINS | 975 | RP | 3.000 | 66378 | 1st Floor - West Mechanical Room (Meter in Pit)
5200 | UPPER METRO PL | 43017-5377 | Removed | A509759REM | FEBCO | 805 | DC | 0.750 | 66380 | REMOVED-IN PIT RIGHT OF DRIVE
5200 | UPPER METRO PL | 43017-5377 | Active | 9808201348 | FEBCO | 856 | DCDA | 6.000 | 66382 | Meter Pit - Main Entrance on Right
5200 | UPPER METRO PL | 43017-5377 | Not required by DOW | 88852 | FEBCO | 765 | PVB | 1.500 | 66383 | Yard Beside Meter Pit - Main Entrance - on right
5200 | UPPER METRO PL | 43017-5377 | Active | 008259 | FEBCO | 805YB | DC | 0.750 | 103594 | Meter Pit - Main Entrance on Right
5052 | UPPER MOUNT ROW | 43054-9371 | Active | 673023 | WILKINS | 720A | PVB | 0.750 | 65866 | RIGHT FRONT SIDE OF HOUSE
5100 | UPPER MOUNT ROW | 43054-9371 | Active | 813121 | WILKINS | 720A | PVB | 0.750 | 66027 | LEFT FRONT
5148 | UPPER MOUNT ROW | 43054-9371 | Active | 8335581 | WILKINS | 720A | PVB | 0.750 | 66129 | LT SIDE
5179 | UPPER MOUNT ROW | 43054-8894 | Active | AC5901 | FEBCO | 765 | PVB | 0.750 | 66247 | RIGHTSIDE
1321 | URBAN DR | 43229-5133 | Removed | W026184REM | WILKINS | 975 | RP | 1.000 | 54684 | ***REMOVED*** BOILER ROOM - Vallet Forge E.S.
1321 | URBAN DR | 43229-5133 | Active | L125740 | WILKINS | 375 | RP | 3.000 | 3633415 | AT WATER METER MECH ROOM
3500 | URBANCREST INDUSTRIAL CT | 43123 | Active | B195379 | WILKINS | 375XL | RP | 1.500 | 3651534 | PUMP ROOM EAST WALL
3500 | URBANCREST INDUSTRIAL CT | 43123 | Active | 11012030821 | AMES | 3000SS | DCDA | 8.000 | 3651535 | PUMP ROOM WEST WALL
3500 | URBANCREST INDUSTRIAL CT | 43123 | Active | 85317 | AMES | 2000B | DC | 0.750 | 3651587 | PUMP ROOM WEST WALL
3500 | URBANCREST INDUSTRIAL CT | 43123 | LPS - Active | 18103750006 |  |  | LST | 8.000 | 3651588 | PUMP ROOM WEST WALL
3150 | URBANCREST INDUSTRIAL DR | 43123-1767 | Removed | 18592REM | WATTS | 919AQT | RP | 1.000 | 96855 | WAREHOUSE BY METER
3150 | URBANCREST INDUSTRIAL DR | 43123-1767 | Active | 1660061008 | AMES | 3000SS | DCDA | 6.000 | 96856 | FRONT WALL OF BLDG
3150 | URBANCREST INDUSTRIAL DR | 43123-1767 | Active | 13367 | WATTS | 007M1QT | DC | 0.750 | 96857 | FRONT OF BLDG
3150 | URBANCREST INDUSTRIAL DR | 43123-1767 | Active | 068910 | WATTS | 009M2QT | RP | 1.500 | 3639246 | FRONT WALL OF BUILDING SE CORNER
3170 | URBANCREST INDUSTRIAL DR | 43123 | Active | 30933 | WATTS | 919AQT | RP | 0.750 | 99587 | MECHANIC ROOM
3170 | URBANCREST INDUSTRIAL DR | 43123 | Active | 1732160710 | AMES | 3000SS | DCDA | 6.000 | 99588 | MECHANICAL ROOM
3170 | URBANCREST INDUSTRIAL DR | 43123 | Active | 16693 | WATTS | 007M1QT | DC | 0.750 | 99589 | MECHANICAL ROOM
3325 | URBANCREST INDUSTRIAL DR | 43123- | Active | 109869 | AMES | 2000SS | DC | 8.000 | 60466 | MECH ROOM
3325 | URBANCREST INDUSTRIAL DR | 43123- | Not Required by DOW | A222722 | FEBCO | 825Y | RP | 1.500 | 60467 | MECHANICAL ROOM
3325 | URBANCREST INDUSTRIAL DR | 43123- | Active | 344915 | WATTS | 909M1QT | RP | 2.000 | 60468 | NE CORNER MECH ROOM-D
3350 | URBANCREST INDUSTRIAL DR | 43123-1769 | Not Required by DOW | 22665 | FEBCO | 825Y | RP | 1.500 | 60504 | VALUE METER ROOM UTILITY ROOM
3350 | URBANCREST INDUSTRIAL DR | 43123-1769 | Active | 300369 | WATTS | 909M1QT | RP | 2.000 | 60505 | MIDDLE OF S END OF BLDG (VALVE METER RM)
3425 | URBANCREST INDUSTRIAL DR | 43123-1775 | Not Required by DOW | 137103 | WATTS | 009M2Qt | RP | 1.500 | 60702 | PUMP ROOM / MECHANICAL ROOM -- FOR IRRIGATION SYSTEM
3425 | URBANCREST INDUSTRIAL DR | 43123-1775 | Active | 325094 | WATTS | 709 | DC | 8.000 | 60703 | PIT NORTH END BLDG
3425 | URBANCREST INDUSTRIAL DR | 43123-1775 | Active | DX532 | APOLLO/CONBRACO | 40208A2 | RP | 2.000 | 60705 | MECHANICAL ROOM
3425 | URBANCREST INDUSTRIAL DR | 43123-1775 | LPS - Active |  |  |  | LPC |  | 3636872 | FIRE PUMP - MECHANICAL ROOM
3430 | URBANCREST INDUSTRIAL DR | 43123-1726 | Active | 289032 | WATTS | 909M1QT | RP | 2.000 | 60714 | MECHANICAL ROOM NEXT TO METER
3430 | URBANCREST INDUSTRIAL DR | 43123-1726 | Active | 2KL1401 | AMES | 2000SS | DC | 10.000 | 60715 | MECH. ROOM
3430 | URBANCREST INDUSTRIAL DR | 43123-1726 | Not Required by DOW | BK4939 | FEBCO | 825YA | RP | 1.500 | 60716 | MECH ROOM
3430 | URBANCREST INDUSTRIAL DR | 43123-1726 | LPS - Active |  |  |  | LST |  | 3636844
3525 | URBANCREST INDUSTRIAL DR | 43123- | Active | 28414 | WATTS | 009m2Qt | RP | 1.500 | 60961 | IN MECH ROOM NORTH SIDE (3515 URBANCREST)
3525 | URBANCREST INDUSTRIAL DR | 43123- | Not Required by DOW | 31600 | WATTS | 009M2Qt | RP | 1.500 | 60962 | IN MECH ROOM NORTH SIDE--3515 URBANCREST IND DR
3655 | URBANCREST INDUSTRIAL DR | 43123- | Active | 11759 | AMES | 2000SS | DC | 8.000 | 61385 | IN MECH ROOM
3655 | URBANCREST INDUSTRIAL DR | 43123- | Not Required by DOW | 178269 | FEBCO | 825Y | RP | 2.000 | 61386 | MECH ROOM MIDDLE OF BUILDING
3655 | URBANCREST INDUSTRIAL DR | 43123- | Active | 350071 | WATTS | 909HWM1QT | RP | 2.000 | 61387 | MECH ROOM MIDDLE OF BUILDING
900 | URLIN AVE | 43215-7001 | Active | 1409630305 | AMES | 3000SS | DCDA | 6.000 | 74472 | BASEMENT
900 | URLIN AVE | 43215-7001 | Active | 92298 | WATTS | 919 | RP | 0.750 | 3636677 | BASEMENT
900 | URLIN AVE | 43215-7001 | Active | 64370 | WATTS | 007M1QT | DC | 0.750 | 3651627 | BASEMENT
955 | URLIN AVE | 43212-3322 | Active | 877794 | WILKINS | 720A | PVB | 1.000 | 74785 | EAST SIDE OF HOUSE BY A/C OUTSIDE
100 | URLIN AVE | 43212-3362 | Not Required by DOW | 281364 | WATTS | 909M1QT | RP | 2.000 | 53559 | BOILER ROOM - PENTHOUSE
1000 | URLIN AVE | 43212-3362 | Not Required by DOW | 368409 | WATTS | 909M1QT | RP | 1.500 | 53560 | CHILLER ROOM/ENTRANCE IN PARKING SYSTEM
1000 | URLIN AVE | 43212-3362 | Removed | 406188REM | WATTS | 909HWQT | RP | 0.750 | 53561 | REMOVED-POOL FILTER AREA
1000 | URLIN AVE | 43212-3362 | Not Required by DOW | 522301 | WILKINS | 975XL | RP | 1.500 | 53562 | POOL PUMP ROOM, PARKING GARAGE
1000 | URLIN AVE | 43212-3362 | Not Required by DOW | 550269 | WATTS | 909QT | RP | 1.50 | 53563 | IN CHILLER ROOM
1000 | URLIN AVE | 43212-3362 | Active | 9709101243 | FEBCO | 880V | RP | 4.000 | 53564 | BASEMENT LEVEL PUMP ROOM WEST END OF BLDG
1000 | URLIN AVE | 43212-3362 | Active | 9808201322 | FEBCO | 880V | RP | 4.000 | 53565 | BASEMENT LEVEL PUMP ROOM WEST END OF BUILDING
1000 | URLIN AVE | 43212-3362 | Removed | 522781REM | WILKINS | 975XL | RP | 1.500 | 101696 | REMOVED-POOL PUMP ROOM
1001 | URLIN AVE | 43212-3322 | Active | T146693 | Wilkins | 720A | PVB | 0.750 | 94862 | BACK OF HOUSE
1042 | URLIN AVE | 43212-3342 | Active | 302253 | WATTS | 800M4QT | PVB | 0.750 | 94863 | RIGHT SIDE OF HOUSE TOWARDS FRONT
1063 | URLIN AVE | 43212-3322 | Active | CH1989 | FEBCO | 765 | PVB | 0.750 | 53749 | FRONT OF HOUSE--PREFIX WITH Z
1101 | URLIN AVE | 43212-3371 | Active | HH99021 | FEBCO | 765 | PVB | 1.000 | 53891 | RIGHT OF FRONT DOOR
1115 | URLIN AVE | 43212-3371 | Active | G251960 | WILKINS | 720A | PVB | 0.750 | 99851 | LEFT FRONT
1100 | URLIN AVE UNIT A | 43212-3343 | Active | T452017 | WILKINS | 720A | PVB | 1.000 | 53881 | RT SIDE OF WALK
2329 | VALLEYVIEW DR | 43204-3457 | Not Required by DOW |  |  |  | RP |  | 3550085
2369 | VALLEYVIEW DR | 43204-3457 | Due Install |  |  |  | RP | 0.750 | 3550094 | 2369 E UNIT BATHROOM AT WATER METER
2737 | VALLEYVIEW DR | 43204-3467 | Inactive | [5 empty] | 3550136
2833 | VALLEYVIEW DR | 43204-2010 | Active | 4758111XLTCU | WILKINS | 975XL | RP | 0.750 | 3550143 | IN BOILER ROOM OF BASEMENT
2833 | VALLEYVIEW DR | 43204-2010 | Due Install |  |  |  | RP | 1.500 | 3639498 | UNDER STEPS
2879 | VALLEYVIEW DR | 43204-2010 | Active | 115244 | WATTS | 774DCDA | DCDA | 6.000 | 102683 | NEAR STREET IN HOT BOX
2879 | VALLEYVIEW DR | 43204-2010 | Active | 104069 | WATTS | LF007M3QT | DC | 0.750 | 102684 | NEAR STREET IN HOT BOX
2879 | VALLEYVIEW DR | 43204-2010 | Active | AG-2879 |  | XX | AG | 3.000 | 3624708 | AT POOL
2989 | VALLEYVIEW DR | 43204-2012 | Active | 87198 | WATTS | 909QT | RP | 0.750 | 59658 | BEHIND BOILER IN BOILER ROOM - Valleyview E.S.
3001 | VALLEYVIEW DR | 43204-2013 | Removed | 54700REM | WATTS | 909QT | RP | 1.000 | 59783 | IN THE BOILER ROOM - Westmoor M.S.
3001 | VALLEYVIEW DR | 43204-2013 | Due Install |  |  |  | RP | 4.000 | 3635769
3100 | VALLEYVIEW DR | 43204-2023 | Not Required by DOW | 182168 | WATTS | 009QT | RP | 2.000 | 59971 | SOUTH WALL VEHICLE REPAIR SHOP
3100 | VALLEYVIEW DR | 43204-2023 | Removed | 14602REM | WATTS | 009M2QT | RP | 1.500 | 59972 | REMOVED - LARGE MEN'S ROOM --DICKS COLD STORAGE--
3100 | VALLEYVIEW DR | 43204-2023 | Not Required by DOW | 81115 | WATTS | 009QT | RP | 0.750 | 59973 | FORK LIFT REPAIR SHOP/ SOUTH WALL
3100 | VALLEYVIEW DR | 43204-2023 | Active | 19879C | WILKINS | 375AST | RP | 6.000 | 3633922 | IN HOT BOX AT PIT E ENTRANCE
3120 | VALLEYVIEW DR | 43204-2023 | Removed | 382957REM | WATTS | 909M1QT | RP | 2.000 | 60014 | REMOVED, BLDG BURNED DOWN - LOC.AT WATER MTR IN MECH RM.2ND FLR
3150 | VALLEYVIEW DR | 43204-2002 | Active | 77715 | WATTS | 009QT | RP | 2.000 | 60064 | IN SW CORNER OF BASEMENT AT WATER METER
3180 | VALLEYVIEW DR | 43204-2073 | Active | 239419 | WATTS | 909QT | RP | 0.750 | 60158 | BOILER ROOM ABOVE BOILER
3180 | VALLEYVIEW DR | 43204-2073 | Due Install |  |  |  | RP | 2.000 | 3636191
3180 | VALLEYVIEW DR | 43204-2073 | Due Install |  |  |  | DCDA | 6.000 | 3636192
3208 | VALLEYVIEW DR | 43204-2026 | Active | 253656 | WILKINS | 975 | RP | 1.000 | 60199 | IN WORK AREA BY WATER METER AND WATER HEATER
3208 | VALLEYVIEW DR | 43204-2026 | Removed | 58301REM | WATTS | 919QT | RP | 1.000 | 3619800 | WATER JET MACHINE, @ SEW EJECT PIT
3260 | VALLEYVIEW DR | 43204-2026 | Active | 278064 | WATTS | 909M1QT | RP | 2.000 | 60327 | SE CORNER OF LOCKER RM - ABOVE WATER METER
3360 | VALLEYVIEW DR | 43204-1202 | Due Install |  |  |  | RP |  | 3550181
3260 | VALLEYVIEW DR UNIT REAR | 43204-2026 | Active | 114672 | WATTS | 009QT | RP | 2.000 | 60328 | IN BLDG (A) NORTH WALL
3260 | VALLEYVIEW DR UNIT REAR | 43204-2026 | Active | 118898 | WATTS | 709 | DC | 6.000 | 60329 | IN BUILDING A NORTH WALL
3260 | VALLEYVIEW DR UNIT REAR | 43204-2026 | Active | 35725 | WATTS | 007QT | DC | 0.750 | 60330 | IN NORTH WALL BLDG A
2400 | VALUE WAY | 43224- | Active | 184192 | WATTS | 909 | RP | 4.000 | 58212 | DIESEL PUMP HOUSE
2400 | VALUE WAY | 43224- | Active | 2A00348 | AMES | 2000SS | DC | 8.000 | 58214 | PUMP ROOM (INSIDE)
2400 | VALUE WAY | 43224- | Due Install |  |  |  | DCDA | 8.000 | 3649703 | PUMP ROOM (INSIDE)
2400 | VALUE WAY | 43224- | Due Install |  |  |  | RP | 4.000 | 3649705 | PUMP ROOM (INSIDE)
595 | VAN BUREN DR | 43223-2230 | Active | 1294831003 | AMES | 3000SS | DCDA | 6.000 | 68382 | NE END OF WAREHOUSE
595 | VAN BUREN DR | 43223-2230 | Active | 58866 | WATTS | 007QT | DC | 0.750 | 68383 | NE END OF WAREHOUSE
595 | VAN BUREN DR | 43223-2230 | Not Required by DOW | 331112 | WATTS | 009M3QT | RP | 0.750 | 68384 | Cooling Tower
595 | VAN BUREN DR | 43223-2230 | Active | 0F-1022 | WATTS | 957 | RP | 4.000 | 3604525 | AT WATER METER
595 | VAN BUREN DR | 43223-2230 | Not Required by DOW | 50922 | WATTS | LF919AQT | RP | 1.000 | 3611685 | ON WALL BEHIND BOILERS 1ST FLOOR MECH
595 | VAN BUREN DR | 43223-2230 | Not Required by DOW | 4378835 | WILKINS | 975XL | RP | 0.750 | 3629992 | IN THE FIRE RISER ROOM NORTH END OF BUILDING
650 | VAN BUREN DR | 43223 | Active | 4334C | WILKINS | 375AST | RP | 4.000 | 3613593 | MECHANICAL ROOM
650 | VAN BUREN DR | 43223 | Active | 1853170215 | AMES | 3000SS | DCDA | 6.000 | 3615010 | MECHANICAL ROOM
650 | VAN BUREN DR | 43223 | Active | 22661 | WATTS | 007M1QT | DC | 0.750 | 3615011 | MECHANICAL ROOM
583 | VANDELEUR PL | 43016-6149 | Active | H673937 | FEBCO | 765 | PVB | 0.750 | 101914 | LEFT SIDE OF HOUSE
5834 | VANDELEUR PL | 43016-6148 | Active | CB029140 | WILKINS | 720A | PVB | 0.750 | 103455 | RIGHT SIDE OF FRONT DOOR, FRONT CENTER
5842 | VANDELEUR PL | 43016-6148 | Active | F031617 | WILKINS | 720A | PVB | 0.750 | 88610 | LEFT SIDE OF HOUSE
5857 | VANDELEUR PL | 43016-6149 | Active | H673913 | FEBCO | 765 | PVB | 0.750 | 101915 | RIGHT SIDE OF HOUSE
5858 | VANDELEUR PL | 43016-6148 | Active | H694590 | FEBCO | 765 | PVB | 0.750 | 3597877 | LEFT SIDE
5874 | VANDELEUR PL | 43016-6148 | Active | CB113332 | WILKINS | 720A | PVB | 0.750 | 3597875 | Right Side
5890 | VANDELEUR PL | 43016-6148 | Replaced | REP3469277 | WILKINS | 975XL | RP | 0.750 | 99953 | ***REPLACED***BASEMENT
5890 | VANDELEUR PL | 43016-6148 | Active | 4263075 | WILKINS | 975XL2 | RP | 0.750 | 3618624 | BASEMENT AT WATER METER
5890 | VANDELEUR PL | 43016-6148 | Not Required by DOW | T250701 | WILKINS | 720A | PVB | 0.750 | 3624941 | RIGHT SIDE OF THE HOUSE
5897 | VANDELEUR PL | 43016-6149 | Active | H339670 | FEBCO | 765 | PVB | 0.750 | 89407 | left side of house
5898 | VANDELEUR PL | 43016-6148 | Active | G046826 | WILKINS | 720A | PVB | 0.750 | 90488 | LEFT OF FRONT DOOR
5914 | VANDELEUR PL | 43016-6123 | Active | H312813 | FEBCO | 765 | PVB | 0.750 | 87725 | RIGHT SIDE OF HOUSE
5921 | VANDELEUR PL | 43016-6140 | Active | T146594 | WILKINS | 720A | PVB | 0.750 | 89078 | LEFT SIDE OF HOUSE
5922 | VANDELEUR PL | 43016-6123 | Active | G045367 | WILKINS | 720A | PVB | 0.750 | 91250 | left side
5930 | VANDELEUR PL | 43016-6123 | Active | G105437 | WILKINS | 720A | PVB | 1.000 | 88883 | LEFTSIDE
5937 | VANDELEUR PL | 43016-6140 | Active | G215268 | WILKINS | 720A | PVB | 0.750 | 96124 | RIGHT SIDE
5938 | VANDELEUR PL | 43016-6123 | Active | G251725 | WILKINS | 720A | PVB | 0.750 | 99128 | LEFT OF FRONT DOOR
5945 | VANDELEUR PL | 43016-6140 | Active | H387899 | FEBCO | 765 | PVB | 0.750 | 97387 | RIGHT SIDE OF HOUSE
5953 | VANDELEUR PL | 43016-6140 | Active | G045448 | WILKINS | 720A | PVB | 0.750 | 87595 | LEFT FRONT
5961 | VANDELEUR PL | 43016-6140 | Active | F022269 | WILKINS | 720A | PVB | 0.750 | 98448 | RIGHTSIDE
4833 | VANDORN CT | 43026-8908 | Active | H493257 | FEBCO | 765 | PVB | 0.750 | 92772 | LEFT SIDE
4836 | VANDORN CT | 43026-8908 | Active | CAA47267 | WILKiNS | 720 | PVB | 0.750 | 3550418 | LEFTSIDE
4846 | VANDORN CT | 43026-8908 | Active | T304942 | WILKINS | 720A | PVB | 0.750 | 3550420 | LEFT SIDE
4864 | VANDORN CT | 43026-8908 | Active | CB170112 | WILKINS | 720A | PVB | 0.750 | 3550424 | LEFT SIDE
7394 | VANTAGE DR | 43235-4676 | Removed | 580701REM | WILKINS | 720A | PVB | 1.500 | 62499 | REMVOED DEDUCT METER STORE ROOM IN OFFICE (Fish Market Restaurant) REMOVED
7394 | VANTAGE DR | 43235-4676 | Removed | QK-1574REM | WATTS | 957 | RP | 3.000 | 62500 | METER ROOM IN OFFICE (Fish Market Restaurant) REMOVED
7394 | VANTAGE DR | 43235-4676 | Active | 78159 | AMES | 2000B | DC | 0.750 | 3623049 | SPRINKLER RISER ROOM - NW CORNER OF BLDG
7394 | VANTAGE DR | 43235-4676 | Active | RD-2621 | AMES | COLT 300GV | DCDA | 6.000 | 3623050 | SPRINKLER RISER ROOM - NW CORNER OF BLDG
7394 | VANTAGE DR | 43235-4676 | Active | RE-2576 | AMES | COLT 400 | RP | 4.000 | 3623292 | SPRINKLER RISER ROOM - NW CORNER OF BLDG
7411 | VANTAGE DR | 43235-1415 | Removed | 1055588REM | WILKINS | 975XL | RP | 0.375 | 71938 | REMOVED-2ND FLOOR VENDING AREA
7411 | VANTAGE DR | 43235-1415 | Removed | 1075423REM | WILKINS | 975XL | RP | 0.375 | 71939 | REMOVED-4TH FLOOR VENDING AREA
7411 | VANTAGE DR | 43235-1415 | Not Required by DOW | H04582 | WILKINS | 975XL | RP | 0.375 | 71941 | KITCHEN - 1ST FLOOR
7411 | VANTAGE DR | 43235-1415 | Active | 111716 | HERSEY/GRINNELL | H-2 | DC | 6.000 | 71942 | FIRE PUMP ROOM
7411 | VANTAGE DR | 43235-1415 | Not Required by DOW | 7561369 | WILKINS | 975XL | RP | 1.000 | 71943 | POOL UTILITY ROOM -- SERIAL #956869
7411 | VANTAGE DR | 43235-1415 | Not Required by DOW | 58527 | FEBCO | 825Y | RP | 2.000 | 71944 | FIRE PUMP ROOM
7411 | VANTAGE DR | 43235-1415 | Active | 1281057 | FEBCO | 880V | RP | 4.000 | 71945 | FIRE PUMP ROOM
7411 | VANTAGE DR | 43235-1415 | Removed | 155589REM | WILKINS | 975XL | RP | 0.375 | 96644 | REMOVED-3rd floor vending area
7411 | VANTAGE DR | 43235-1415 | Removed | 107542REM | WILKINS | 975XL | RP | 0.375 | 99399 | REMOVED-POOL AREA - VENDING AREA, FIRST FLOOR
7411 | VANTAGE DR | 43235-1415 | Due Install |  |  |  | RP | 8.000 | 3638127 | FIRE PUMP ROOM
7475 | VANTAGE DR | 43235-1415 | Active | 81034 | WATTS | 009M2QT | RP | 1.500 | 72062 | E SIDE OF BLDG
7476 | VANTAGE DR | 43235 | Active | SA-1992 | AMES | 400 | RP | 3.000 | 3629909 | METER HOUSE
7476 | VANTAGE DR | 43235 | Active | SD-0293 | AMES | 500-GV | RPDA | 6.000 | 3630042 | METER HOUSE
7476 | VANTAGE DR | 43235 | Active | 74000 | WATTS | 919QT | RP | 0.750 | 3630043 | METER HOUSE
7490 | VANTAGE DR | 43235-1416 | Active | L144542 | WILKINS | 375 | RP | 4.000 | 72097 | SW MECH/BOILER RM AT/ABOVE WATER METER --SERIAL #804261
7490 | VANTAGE DR | 43235-1416 | Not Required by DOW | 431337 | WILKINS | 975 | RP | 2.000 | 72098 | LAUNDRY ROOM ABOVE WASHERS IN CEILING
7490 | VANTAGE DR | 43235-1416 | Not Required by DOW | A05834 | FEBCO | 765 | PVB | 1.500 | 72100 | POOL ROOM
7490 | VANTAGE DR | 43235-1416 | Not Required by DOW | 431908 | WILKINS | 975XL | RP | 2.000 | 91134 | LAUNDRY RM ABOVE WASHER
7490 | VANTAGE DR | 43235-1416 | Due Install |  |  |  | DCDA | 6.000 | 3627951 | BACK FIRE/RISER RM
7500 | VANTAGE DR | 43235-8401 | Active | 147540 | WATTS | 909 | RP | 3.000 | 72129 | LAUNDRY ROOM
7500 | VANTAGE DR | 43235-8401 | Active | A12618 | WATTS | 009QT | RP | 1.000 | 96459 | MECH ROOM BEHIND LAUNDRY ROOM 1ST FLOOR
7500 | VANTAGE DR | 43235-8401 | In Review |  |  |  | DCDA |  | 3636671
7550 | VANTAGE DR | 43235-8401 | Active | 131026 | WILKINS | 975XL | RP | 2.000 | 72220 | MECHANICAL ROOM
7550 | VANTAGE DR | 43235-8401 | Active | 267962 | WILKINS | 975XL | RP | 1.250 | 72221 | MECH ROOM -- ALEXANDER'S RESTAURANT
7550 | VANTAGE DR | 43235-8401 | Not Required by DOW | W685071 | WILKINS | 720A | PVB | 1.500 | 72222 | UTILITY CLOSET
7550 | VANTAGE DR | 43235-8401 | Active | ABJE3752 | WILKINS | 375 | DC | 0.750 | 3658100
7550 | VANTAGE DR | 43235-8401 | Active | ALA50305 | WILKINS | 975XL3 | RP | 0.750 | 3658265
5950 | VARWYNE DR | 43016-9034 | Active | CAA47208 | WILKINS | 720A | PVB | 0.750 | 3550507
5957 | VARWYNE DR | 43016-9029 | Active | 216380 | WATTS | 800QT | PVB | 0.750 | 68405 | RIGHT SIDE FRONT
4244 | VAUX LINK | 43054-9681 | Active | T418802 | WILKINS | 720A | PVB | 0.750 | 3550601 | RIGHT SIDE
4249 | VAUX LINK | 43054-9682 | Replaced | REP21624 | WATTS | 800M4QT | PVB | 1.000 | 63413 | REPLACED- N SIDE
4249 | VAUX LINK | 43054-9682 | Active | CB453968 | WILKINS | 720A | PVB | 1.000 | 3611922 | N SIDE, RIGHT SIDE
4266 | VAUX LINK | 43054-9681 | Active | T146628 | WILKINS | 720A | PVB | 0.750 | 3550602 | RIGHT SIDE OF HOUSE
4267 | VAUX LINK | 43054-9682 | Active | A10737 | FEBCO | 765 | PVB | 0.750 | 63465 | Right of Front Door
4282 | VAUX LINK | 43054-9681 | Active | 94268 | WATTS | 800M2QT | PVB | 1.000 | 63527 | SOUTH SIDE
4289 | VAUX LINK | 43054-9682 | Active | cb205736 | WILKINS | 720A | PVB | 0.750 | 63544 | RIGHT FRONT
4298 | VAUX LINK | 43054-9681 | Active | DE6205 | FEBCO | 765 | PVB | 1.000 | 63553 | FRONT LEFT OF DOOR
4319 | VAUX LINK | 43054-9683 | Active | H587515 | FEBCO | 765 | PVB | 1.000 | 63667 | FRONT OF HOUSE
4320 | VAUX LINK | 43054-9681 | Active | 267176 | WATTS | 800QT | PVB | 1.000 | 63671 | LEFT SIDE
4328 | VAUX LINK | 43054-9681 | Active | 514338 | WATTS | 800QT | PVB | 1.000 | 63683 | NORTH SIDE OF HOUSE
4340 | VAUX LINK | 43054-9681 | Active | 9957 | FEBCO | 765 | PVB | 0.750 | 63736 | FRONT OF HOUSE
4358 | VAUX LINK | 43054-9681 | Active | H462817 | FEBCO | 765 | PVB | 1.000 | 63801 | LEFT HAND SIDE
2120 | VELMA AVE | 43211- | Active | 321122 | WATTS | 909M1QT | RP | 1.500 | 57354 | CHURCH/TEACHER CENTER - 1928 VELMA AVE
2344 | VELMA AVE | 43211-2032 | Active | 322938 | WATTS | LF009M3QT | RP | 0.750 | 3649848 | IN HOT BOX BY GARAGE AT WATER METER SEASONAL GARDEN IRRIGATION
3262 | VENTURA BL BLDG MAINT | 43123 | Removed | 062236REM | WATTS | LF009M2QT | RP | 1.500 | 3550846 | IN NW MAINT BLDG OF 4 POLE BARN(3310) AT WATER METER FIELD OFFICES
3262 | VENTURA BL BLDG MAINT | 43123 | Active | 252254 | WATTS | LF009M2QT | RP | 2.000 | 3657927 | IN HOT BOX
3262 | VENTURA BL BLDG MAINT | 43123 | Active | YA-1459 | AMES | COLT 300GV | DCDA | 6.000 | 3657928 | IN HOT BOX at Road
3262 | VENTURA BL BLDG MAINT | 43123 | Active | 75358 | AMES | 2000BM3 | DC | 0.750 | 3657929 | IN HOT BOX at Road
3400 | VENTURA BLVD | 43123 | Active | 19665 | WATTS | 919QT | RP | 1.500 | 3613265 | HOT BOX BY STREET FOR RESTROOMS
3262 | VENTURA DR UNIT A | 43123- | Not Required by DOW | 4678695 | WILKINS | 975XL | RP | 0.750 | 3636338 | IN SHOP OVER AT WATER METER, NOTE MULTIPLE METERS AT SITE
3262 | VENTURA DR UNIT A | 43123- | Active | 105532 | WATTS | LF009M2QT | RP | 1.000 | 3636743 | IN SHOP OVER AT WATER METER, NOTE MULTIPLE METERS AT SITE
8810 | VENTURA WAY | 43016 | Active | CB113826 | WILKINS | 720A | PVB | 0.750 | 3608297 | LEFT SIDE OF HOUSE
8818 | VENTURA WAY | 43016 | Active | T197656 | WILKINS | 720A | PVB | 0.750 | 3608296 | LEFT FRONT
8826 | VENTURA WAY | 43016 | Active | T182511 | WILKINS | 720A | PVB | 0.750 | 3603604 | LEFT SIDE
8833 | VENTURA WAY | 43016 | Active | T178833 | WILKINS | 720A | PVB | 0.750 | 3603334 | LEFT SIDE
8834 | VENTURA WAY | 43016 | Active | CB029127 | WILKINS | 720A | PVB | 0.750 | 3603213 | LEFT SIDE
8841 | VENTURA WAY | 43016 | Active | CB655512 | WILKINS | 720A | PVB | 0.750 | 3639233 | LEFT SIDE OF HOUSE
8842 | VENTURA WAY | 43016 | Active | CB029322 | WILKINS | 720A | PVB | 0.750 | 103213 | RIGHT FRONT
8849 | VENTURA WAY | 43016 | Active | T303339 | WILKINS | 720A | PVB | 0.750 | 3626405 | LEFT SIDE OF HOUSE
8850 | VENTURA WAY | 43016 | Active | T434675 | WILKINS | 720A | PVB | 0.750 | 3607631 | RIGHT SIDE OF HOUSE
8857 | VENTURA WAY | 43016 | Active | T134315 | WILKINS | 720A | PVB | 0.750 | 102681 | RIGHT SIDE
8866 | VENTURA WAY | 43016-6129 | Active | H449782 | FEBCO | 765 | PVB | 0.750 | 93014 | RIGHT FRONT OF HOUSE
3950 | VENTURE CT | 43228-9600 | Not Required by DOW | 54575 | WATTS | 009M2QT | RP | 1.500 | 62342 | BEHIND WATER METER
3950 | VENTURE CT | 43228-9600 | Active | 70922 | WATTS | 009M1QT | RP | 2.000 | 62343 | AT WATER METER W WALL MID BUILDING
3950 | VENTURE CT | 43228-9600 | Active | 31997-B | WILKINS | 350ASTDA | DCDA | 8.000 | 3626562 | WHSE MIDDLE WEST WALL
3950 | VENTURE CT | 43228-9600 | Active | HC-65990 | WILKINS | 350 | DC | 0.750 | 3655026 | WEST WALL CENTER BUILDING
3950 | VENTURE CT | 43228-9600 | LPS - Active |  |  |  | LST |  | 3656879 | FIRE PUMP - PUMP ROOM
5655 | VENTURE DR | 43017-2159 | Active | 3KK2001 | AMES | 3000SS | DCDA | 6.000 | 67518 | NE CORNER OF BLDG
5655 | VENTURE DR | 43017-2159 | Active | 559917 | WILKINS | 975XL | RP | 2.000 | 67519 | WAREHOUSE NEXT TO FIRE PROTECTION ASSEMBLIES, MECH ROOM @ WATER METER
5655 | VENTURE DR | 43017-2159 | Active | 59223 | WATTS | 007M2QT | DC | 0.750 | 67520 | METER BYPASS
5675 | VENTURE DR | 43017-2159 | Not Required by DOW | 114674 | WATTS | 009QT | RP | 2.000 | 67574 | 5675 AT WATER INLET RISER MECH ROOM
5675 | VENTURE DR | 43017-2159 | Not Required by DOW | 174830 | WATTS | 009QT | RP | 2.000 | 67575 | 5665 AT WATER INLET/RISER MECH ROOM 104
5675 | VENTURE DR | 43017-2159 | Active | 8112 | FEBCO | 805 | DC | 0.750 | 67576 | IN PIT FRONT OF BLDG LEFT OF ENTRANCE
5675 | VENTURE DR | 43017-2159 | Active | 9808061338 | FEBCO | 856 | DCDA | 6.000 | 67577 | IN PIT FRONT OF BLDG LEFT OF ENTRANCE
5675 | VENTURE DR | 43017-2159 | Active | YK-0238 | WATTS | 957 | RP | 3.000 | 3628215 | IN HOT BOX AT PIT LEFT OF ENTRANCE
5680 | VENTURE DR | 43017 | Active | 462186 | WATTS | 909M1QT | RP | 2.000 | 101107 | 5680 BSMNT WATER/RISER RM # SD023 AT WATER MTR
5680 | VENTURE DR | 43017 | Active | V30829 | WILKINS | 350ADA | DCDA | 4.000 | 101108 | 5680 BSMNT WATER/RISER ROOM # SD023
5680 | VENTURE DR | 43017 | Active | 3531564 | WILKINS | 950XL | DC | 0.750 | 101109 | 5680 BSMNT WATER RISER ROOM # SD023
5680 | VENTURE DR | 43017 | Not Required by DOW | 024366 | WATTS | 800M4FR | PVB | 1.500 | 101110 | WEST SIDE OF BUILDING
5775 | VENTURE DR | 43017 | Active | 4227837 | WILKINS | 975XL2 | RP | 2.000 | 3633062 | NW OF SERVICE BAYS AT WATER METER
5825 | VENTURE DR | 43017 | Active | N1309190611 | FEBCO | 880V | RP | 3.000 | 104058 | NE MECH/RISER RM THRU PARTS DEPT -BACKSIDE OF BMW-MINI COOP
5825 | VENTURE DR | 43017 | Active | 1078510421 | AMES | 5000 | RPDA | 6.000 | 3603676 | NE MECH/RISER RM THRU PARTS DEPT -BKSIDE OF BMW-MINI COOP
5825 | VENTURE DR | 43017 | Active | 14701 | AMES | 4000B | RP | 0.750 | 3603677 | NE MECH/RISER RM THRU PARTS DEPT
5850 | VENTURE DR | 43017 | Active | WOO3655 | WILKINS | 975 | RP | 1.000 | 68131 | AT WATER METER. CLOSET. R OF DR. IN SUITE A
5850 | VENTURE DR | 43017 | Not Required by DOW | WO74792 | WILKINS | 975 | RP | 1.000 | 68132 | REAR OF BUILDING
5860 | VENTURE DR | 43017-6120 | Active | 1521541 | WILKINS | 975 XL | RP | 1.000 | 68173 | AT WATER METER IN CLOSET. SUITE ON R AFTER ENTERING FRONT DR ..CLOSET TO LEFT
5860 | VENTURE DR | 43017-6120 | Not Required by DOW | 4467313 | WILKINS | 975XL2 | RP | 1.000 | 68174 | REAR OF BUILDING
5870 | VENTURE DR | 43017 | Active | 1521603 | WILKINS | 975 | RP | 1.000 | 68199 | AT WATER METER. IN CLOSET . SUITE A
5870 | VENTURE DR | 43017 | Not Required by DOW | W070364 | WILKINS | 975 | RP | 1.000 | 68200 | LEFT SIDE OF BUILDING
5880 | VENTURE DR | 43017 | Active | 335270 | WATTS | 009M2QT | RP | 1.000 | 68217 | AT WATER METER CLOSET IN SUITE B TO RIGHT OF ENTRY
5890 | VENTURE DR | 43017 | Active | W003683 | WILKINS | 975 | RP | 0.750 | 68230 | AT WATER METER
5900 | VENTURE DR | 43017 | Active | 1486210 | WILKINS | 975 | RP | 1.000 | 68280 | AT WATER METER.. CLOSET SUITE B
5910 | VENTURE DR | 43017 | Active | WO74747 | WILKINS | 975 | RP | 1.000 | 68302 | AT WATER METER ...IN CLOSET SUITE A
5910 | VENTURE DR | 43017 | Not Required by DOW | W276743 | WILKINS | 975 | RP | 1.000 | 68303 | REAR OF BUILDING
6000 | VENTURE DR | 43017-2278 | Active | 64356 | WATTS | 007M1QT | DC | 0.750 | 88088 | METER PIT R OF DRIVE
6000 | VENTURE DR | 43017-2278 | Active | 1409700395 | AMES | 3000SS | DCDA | 6.000 | 88128 | MTR PIT R OF DRIVE
6000 | VENTURE DR | 43017-2278 | Active | 227805 | WATTS | 009M3QT | RP | 0.750 | 88129 | CLOSET @ 5990 VENTURE DR
6000 | VENTURE DR | 43017-2278 | Active | 227824 | WATTS | 009M2PCQT | RP | 0.750 | 89021 | AT WATER METER AT 6000 VENTURE DRIVE SUITE B
6000 | VENTURE DR | 43017-2278 | Active | W25220 | WILKINS | 975A | RP | 1.000 | 89112 | AT METER PIT
6000 | VENTURE DR | 43017-2278 | Active | 2434678 | WILKINS | 975A | RP | 1.000 | 89229 | MECH ROOM AT 5960 VENTURE DRIVE
6000 | VENTURE DR | 43017-2278 | Active | 63782 | WATTS | 919AQT | RP | 0.750 | 90453 | 5950 MECHANICAL ROOM
6000 | VENTURE DR | 43017-2278 | Active | W341654 | WILKINS | 975XL | RP | 0.750 | 92796 | CLOSET ROOM AT 5970 VENTURE DR
6000 | VENTURE DR | 43017-2278 | Active | 3073637 | WILKINS | 975XLBMS | RP | 0.750 | 96674 | IN CLOSET BY FRONT ENTRANCE OF 5920 VENTURE
6000 | VENTURE DR | 43017-2278 | Active | 2270907 | WILKINS | 975 | RP | 0.750 | 99015 | MECHANICAL ROOM...5980 VENTURE DRIVE
6000 | VENTURE DR | 43017-2278 | Active | A01980 | WATTS | 009M2PCQT | RP | 0.750 | 99016 | MECHANICAL ROOM...5930 VENTURE DRIVE
6000 | VENTURE DR | 43017-2278 | Active | 2270911 | WILKINS | 975 | RP | 0.750 | 99229 | CLOSET - 5940 VENTURE DR SUITE B
6000 | VENTURE DR | 43017-2278 | Due Install |  |  |  | RP | 2.000 | 3638965 | IN HOT BOX AT PIT
4080 | VENTURE PL | 43125- | Due Install |  |  |  | RP | 1.500 | 3550847
4080 | VENTURE PL | 43125- | Due Install |  |  |  | DCDA | 6.000 | 3626680
4085 | VENTURE PL | 43125-9287 | Not Required by DOW | 2944044 | WILKINS | 975XLBMS | RP | 1.000 | 62855 | riser room east side of bldg
4085 | VENTURE PL | 43125-9287 | Active | 11379 | WATTS | 007M1QT | DC | 0.750 | 95868 | RISER ROOM
4085 | VENTURE PL | 43125-9287 | Active | 1635820408 | AMES | 3000SS | DCDA | 6.000 | 95869 | RISER ROOM EAST SIDE
4085 | VENTURE PL | 43125-9287 | Active | L36876 | WILKINS | 375DA | RP | 3.000 | 95870 | IN METER ROOM OFF SE PARKING LOT
4100 | VENTURE PL | 43125-9206 | Active | 36892 | wilkins | 375 | RP | 3.000 | 62912 | SE SIDE OF BLDG ABOVE METER
4100 | VENTURE PL | 43125-9206 | Not Required by DOW | H06783 | FEBCO | 860 | RP | 1.500 | 62913 | SE SIDE OF THE BLDG ABOVE BOILERS
4100 | VENTURE PL | 43125-9206 | Active | 199045 | AMES | 3000SS | DCDA | 4.000 | 3629381 | MECH ROOM
4100 | VENTURE PL | 43125-9206 | Active | 84141 | AMES | 2000B | DC | 0.750 | 3654592 | MECH ROOM
4161 | VENTURE PL | 43125-9207 | Active | 2869000 | WILKINS | 975XLBMS | RP | 0.750 | 63121 | BACK OF PAINT ROOM
4161 | VENTURE PL | 43125-9207 | Due Install |  |  |  | DCDA |  | 3627962
2200 | VENUS ST | 43026 | Active | 151885 | WATTS | 009 | RP | 1.000 | 3633899 | S WALL GARAGE AREA UNDER STEPS AT WATER METER
2240 | VENUS ST | 43026-8124 | Active | 31606 | WATTS | 009QT | RP | 1.500 | 57714 | IN WAREHOUSE ON N SIDE AT W END NEXT TO OFFICE (AT WATER METER)
1001 | VERA PL | 43204-2273 | Active | V02054 | WILKINS | 350 | DCDA | 6.000 | 53730 | RISER ROOM
1001 | VERA PL | 43204-2273 | Active | 118005 | WATTS | 009M2QT | RP | 1.500 | 53731 | RISER ROOM
1001 | VERA PL | 43204-2273 | Active | 2080658 | WILKINS | 950XLD | DC | 0.750 | 53732 | RISER ROOM
483 | VERMONT PL | 43201-3130 | Active | FK3681 | FEBCO | 765 | PVB | 1.000 | 94865 | REAR
381 | VETERANS MEMORIAL DR | 43026-1348 | Active | 143969 | WATTS | 009QT | RP | 2.000 | 61953 | KITCHEN STORAGE ROOM
3850 | VETERANS MEMORIAL DR | 43026-1348 | Not Required by DOW | 24785 | WILKINS | 975 | RP | 2.000 | 61954 | CONSESSION STAND IN BALL FIELD
3850 | VETERANS MEMORIAL DR | 43026-1348 | Removed | 2279820REM | WILKINS | 975XL | RP | 1.500 | 100611 | REMOVED-MECHANIC ROOM
3850 | VETERANS MEMORIAL DR | 43026-1348 | Removed | 2728711REM | WILKINS | 375 | RP | 1.000 | 100612 | REMOVED-MECHANIC ROOM
3850 | VETERANS MEMORIAL DR | 43026-1348 | Removed | M2067REM | WATTS | 009M2-FP | RP | 1.000 | 101309 | REMOVED-MECHANIC ROOM
3850 | VETERANS MEMORIAL DR | 43026-1348 | Not Required by DOW | 381425 | WILKINS | 975XL2 | RP | 2.000 | 3605604 | POOL HOUSE BY STAIRS BACK
3850 | VETERANS MEMORIAL DR | 43026-1348 | Not Required by DOW | A362317 | WILKINS | 375XL | RP | 1.000 | 3605605 | POOL HOUSE BESIDE STAIRCASE BACK
3850 | VETERANS MEMORIAL DR | 43026-1348 | Not Required by DOW | 97467 | WATTS | 009M2-FP | RP | 1.000 | 3605606 | FRONT MECHANICAL ROOM HIGH BEHIND POOL/SPA HEATER
3850 | VETERANS MEMORIAL DR | 43026-1348 | Active | XK-1812 | WATTS | 957 | RP | 3.000 | 3630343 | IN PUMP ROOM CLOSE TO PARKING LOT
2238 | VIBURNUM LN | 43235-4265 | Active | AG3416 | FEBCO | 765 | PVB | 1.000 | 91274 | LEFT SIDE OF HOUSE
4938 | VICKSBURG LN | 43026-5740 | Active | T422933 | WILKINS | 720A | PVB | 0.750 | 3551000 | LEFT FRONT
4980 | VICKSBURG LN | 43026-5740 | Active | EAK1501 | WILKINS | 720-A | PVB | 1.000 | 3551010 | EASTSIDE OF HOUSE
4995 | VICKSBURG LN | 43026-5742 | Active | CB015707 | WILKINS | 720A | PVB | 0.750 | 102818 | REAR OF HOUSE
1974 | VILLAGE CT | 43212-3239 | NULL | [5 empty] | 3551202
1988 | VILLAGE CT | 43212-3239 | Active | CB288671 | WILKINS | 720A | PVB | 0.750 | 3551207 | FRONT OF HOUSE
430 | VILLAGE DR | 43214-2830 | Active | 21424 | WATTS | 919AQT | RP | 1.000 | 97191 | NEAR WATER METER IN GARAGE
440 | VILLAGE DR | 43214-2830 | Active | F031354 | WILKINS | 720A | PVB | 0.750 | 97404 | RIGHT SIDE
454 | VILLAGE DR | 43214-2830 | Active | 059732 | WATTS | LF800M4QT | PVB | 0.750 | 64310 | LEFT SIDE OF HOUSE
522 | VILLAGE DR | 43214-2861 | Active | AE6477 | FEBCO | 765 | PVB | 1.000 | 91454 | RIGHT SIDE OF HOUSE
50 | VILLAGE HALL E RD | 43054- | Active | A01428 | WATTS | 009QT | RP | 2.000 | 91538 | AT METER IN GARGAGE
50 | VILLAGE HALL E RD | 43054- | Active | 1361460804 | AMES | 3000SS | DCDA | 4.000 | 91539 | GARAGE
50 | VILLAGE HALL E RD | 43054- | Active | 40076 | AMES | 2000B | DC | 0.750 | 91540 | GARAGE
50 | VILLAGE HALL E RD | 43054- | Not Required by DOW | 2943947 | WILKINS | 975XLBMS | RP | 0.750 | 94318 | 2nd fl Boiler Rm
50 | VILLAGE HALL E RD | 43054- | Not Required by DOW | 2728734 | WILKINS | 375XL | RP | 1.000 | 95196 | MECH ROOM 1ST FLOOR
66 | VILLAGE PKWY | 43065 | Active | 12663C | WILKINS | 375AST | RP | 3.000 | 3626637 | E MECH/UTILITY RM AT WATER METER BOTTOM DEVICE
6645 | VILLAGE PKWY | 43065 | Active | 1800901217 | AMES | 2000SS | DC | 3.000 | 3626855 | E MECH/METER ROOM TOP DEVICE FIRE
6645 | VILLAGE PKWY | 43065 | Not Required by DOW | B104112 | WILKINS | 375XL | RP | 1.500 | 3629496 | WATER METER ROOM/MECHANICAL ROOM
6671 | VILLAGE PKWY | 43017-5046 | Active | AJS0916 | WILKINS | 375XL | RP | 1.000 | 95035 | EAST CENTER SIDE OF BLDG
6671 | VILLAGE PKWY | 43017-5046 | Due Install |  |  |  | RP | 1.500 | 3651641 | BSMNT AT METER
6800 | VILLAGE PKWY | 43017- | Active | 144864 | WATTS | 909 | RP | 3.000 | 70720 | REAR METER/RISER ROOM AT WATER METER OUTSIDE DOOR
6800 | VILLAGE PKWY | 43017- | Active | XD-1813 | AMES | C300 | DCDA | 6.000 | 3638169 | REAR METER/RISER ROOM OUTSIDE DOOR
6800 | VILLAGE PKWY | 43017- | Active | 07975 | AMES | LF007M3 | DC | 0.750 | 3654652 | REAR METER/RISER ROOM OUTSIDE DOOR
6801 | VILLAGE PKWY | 43017-2074 | Removed | 230135REM | WATTS | 909M1QT | RP | 2.000 | 70723 | **REMOVED** - NE CORNER OF SERV DR
6801 | VILLAGE PKWY | 43017-2074 | Removed | 64447REM | WILKINS | 950 | DC | 2.000 | 70724 | REMOVED - SOUTH WALL -- 50TH WALL (CHEVY BLDG)
6954 | VILLAGE WOODS PL | 43085-2315 | Active | 223937 | WILKINS | 420 | PVB | 1.000 | 71010 | LEFT FRONT
106 | VINE ST | 43215-2308 | Active | 174929 | WILKINS | 975XL | RP | 1.500 | 53743 | NEXT TO WATER METER
147 | VINE ST | 43215-2307 | Active not linked | 86375 | WATTS | 009M2QT | RP | 1.500 | 55096 | NEXT WATER METER IN KITCHEN
205 | VINE ST | 43215 | Active | KI-0699 | WATTS | 957 | RP | 4.000 | 100256 | BASEMENT OF THE CLUB HOUSE
205 | VINE ST | 43215 | Active | 1643930809 | AMES | 3000SS | DCDA | 8.000 | 100264 | MECHANIC ROOM, LOWER LEVEL OF CLUB HOUSE
205 | VINE ST | 43215 | Active | 62439 | AMES | 2000B | DC | 0.750 | 100265 | MECHANIC ROOM, LOWER LEVEL OF CLUB HOUSE
205 | VINE ST | 43215 | Not Required by DOW | J015724 | FEBCO | 825Y | RP | 1.500 | 100266 | OUTSIDE OF MECHANICAL ROOM UNDER CLUB HOUSE
228 | VINE ST | 43215 | Active | YD-1742 | WATTS | 957 | RP | 4.000 | 3658082 | WATER RISER ROOM
228 | VINE ST | 43215 | Active | 1056400324 | AMES | 3000SS | DCDA | 6.000 | 3658083
228 | VINE ST | 43215 | Active | 33714 | WATTS | 007M1-QT | DC | 0.750 | 3658084
228 | VINE ST | 43215 | LPS - Active |  |  |  | LPC |  | 3658085 | DOMESTIC PUMP - WATER ROOM
32 | vine st unit unit a |  | New Construction |  |  |  | RP | 6.000 | 3659591
32 | vine st unit unit a |  | New Construction |  |  |  | DCDA | 8.000 | 3659592
32 | vine st unit unit a |  | New Construction |  |  |  | DC | 0.750 | 3659593
32 | vine st unit unit a |  | New Construction |  |  |  | LPC |  | 3659594
32 | vine st unit unit a |  | New Construction |  |  |  | LST |  | 3659595
32 | vine st unit unit b |  | New Construction |  |  |  | RP | 6.000 | 3659596
32 | vine st unit unit b |  | New Construction |  |  |  | DCDA | 8.000 | 3659597
32 | vine st unit unit b |  | New Construction |  |  |  | DC | 0.750 | 3659598
50 | VININGTON PL | 43016-8010 | Active | 106594 | AMES | 4000SS | RP | 4.000 | 65767 | 5039 POOL PUMPS HOUSE AT WATER METER THRU CLUB HSE
5029 | VININGTON PL | 43016-8010 | Active | 118099 | AMES | 3000SS | DCDA | 6.000 | 65768 | POOL PUMP HOUSE MECH ROOM
5029 | VININGTON PL | 43016-8010 | Active | A771251 | WILKINS | 350 | DC | 0.750 | 65769 | POOL HOUSE MECH ROOM
5029 | VININGTON PL | 43016-8010 | Not Required by DOW | [5 empty] | 3638510 | POND FOR IRRIGATION
5029 | VININGTON PL | 43016-8010 | Due Install |  |  |  | RPDA | 6.000 | 3644820 | POOL PUMP HOUSE MECH ROOM
4812 | VINSON CT | 43026-8901 | Active | 431010 | WILKINS | 975 | RP | 1.000 | 65128 | LEFT SIDE REAR
4814 | VINSON CT | 43026-8901 | Removed | 01559REM | WATTS | 800M4FR | PVB | 1.000 | 98289 | ON LEFT SIDE OF HOUSE
6958 | VINTAGE LN | 43016 | Active | 116431 | WATTS | 009M2QT | RP | 1.500 | 3647140 | IN HOT BOX AT DRIVE WAY ENTRANCE AT WATER METER
6958 | VINTAGE LN | 43016 | Not Required by DOW | T423885 | WILKINS | 720A | PVB | 0.750 | 3650824 | LEFT SIDE OF HOUSE
3228 | VINTON PARK PL | 43026-7183 | Active | 997109 | WILKINS | 720A | PVB | 0.750 | 60226 | LEFT SIDE OF HOUSE
3235 | VINTON PARK PL | 43026-7182 | Active | H479678 | FEBCO | 765 | PVB | 1.000 | 95089 | NORTHEAST CORNER OF HOUSE
3236 | VINTON PARK PL | 43026-7183 | Removed | REMH531379 | FEBCO | 765 | PVB | 0.750 | 96496 | REMOVED LEFT SDIE OF HOUSE
3236 | VINTON PARK PL | 43026-7183 | Active | CB808643 | WILKINS | 720A | PVB | 0.750 | 3646826 | LEFT SDIE OF HOUSE
3243 | VINTON PARK PL | 43026-7182 | Active | H970674 | FEBCO | 765 | PVB | 0.750 | 3595032 | RIGHT SIDE
3244 | VINTON PARK PL | 43026 | Removed | A006660REM | WILKINS | 720A | PVB | 0.750 | 60274 | REMOVED-LEFT SIDE OF HOUSE
3244 | VINTON PARK PL | 43026 | Active | CB073513 | WILKINS | 720A | PVB | 0.750 | 3606328 | LEFT SIDE OF HOUSE
3259 | VINTON PARK PL | 43026 | Active | CB154336 | WILKINS | 720A | PVB | 0.750 | 3595033 | LEFT
3275 | VINTON PARK PL | 43026 | Active | EAK2164 | WILKINS | 720A | PVB | 0.750 | 60346 | RIGHT CENTER OF HOME
3300 | VINTON PARK PL | 43026-7184 | Active | A135564 | WILKINS | 720A | PVB | 0.750 | 60443 | LEFT SIDE OF HOUSE
7089 | VIOLET VEIL CT | 43016-8209 | Active | 128493 | WILKINS | 420 | PVB | 1.000 | 94871 | LEFT SIDE FRONT
7098 | VIOLET VEIL CT | 43016 | Active | T205246 | WILKINS | 720A | PVB | 0.750 | 3580215
1055 | VIRGINIA AVE | 43212-3565 | Active | G208547 | WILKINS | 720A | PVB | 0.750 | 92358 | RIGHT REAR OF HOUSE
2061 | VISCONTI DR | 43123-7905 | Active | F031381 | WILKINS | 720A | PVB | 0.750 | 97417 | RIGHT SIDE
2083 | VISCONTI DR | 43123-7905 | Active | 195436 | WILKINS | 720A | PVB | 0.750 | 88552 | RIGHT SIDE OF HOUSE
2088 | VISCONTI DR | 43123-7905 | Active | G151222 | WILKINS | 720A | PVB | 0.750 | 92003 | RIGHT SIDE
2093 | VISCONTI DR | 43123-7905 | Active | EAD4156 | WILKINS | 720A | PVB | 0.750 | 99653 | RIGHT SIDE
2103 | VISCONTI DR | 43123-7904 | Active | G209004 | WILKINS | 720A | PVB | 0.750 | 92448 | LEFT SIDE
2117 | VISCONTI DR | 43123-7904 | Active | G080516 | WILKINS | 720A | PVB | 0.750 | 91340 | FRONT LEFT
2127 | VISCONTI DR | 43123-7904 | Active | G043910 | WILKINS | 720A | PVB | 0.750 | 91402 | LEFT SIDE
2137 | VISCONTI DR | 43123-7904 | Active | CB014044 | WILKINS | 720A | PVB | 0.750 | 103624 | LEFT SIDE OF HOUSE
4289 | VISTA DR | 43123-8169 | Active | G183106 | WILKINS | 720A | PVB | 0.750 | 92240 | LEFT SIDE
4680 | VISTA RIDGE DR | 43017-8893 | Active | H311915 | FEBCO | 765 | PVB | 0.750 | 88633 | RIGHT FRONT
4688 | VISTA RIDGE DR | 43017-8893 | Active | G213944 | WILKINS | 720A | PVB | 0.750 | 64810 | RIGHT SIDE OF HOUSE
4696 | VISTA RIDGE DR | 43017-8893 | Active | H694684 | FEBCO | 765 | PVB | 0.750 | 101872 | NORTH SIDE OF HOUSE
4715 | VISTA RIDGE DR | 43017 | Active | 3290298 | WILKINS | 975XL | RP | 1.500 | 101708 | N MECH/METER ROOM REAR AT WATER METER FAC
4727 | VISTA RIDGE DR | 43017-8671 | Active | T337266 | WILKINS | 720A | PVB | 0.750 | 64892 | LEFT FRONT
4735 | VISTA RIDGE DR | 43017 | Active | G045251 | WILKINS | 720A | PVB | 0.750 | 64913 | LEFT FRONT
4743 | VISTA RIDGE DR | 43017-8671 | Active | 779643 | WILKINS | 720A | PVB | 0.750 | 64932 | LEFT HAND SIDE
4750 | VISTA RIDGE DR | 43017-8669 | Active | CAB60345 | WILKINS | 720A | PVB | 1.000 | 64952 | LEFT SIDE
4751 | VISTA RIDGE DR | 43017-8671 | Active | HB45107 | FEBCO | 765 | PVB | 0.750 | 64956 | LEFT FRONT
4756 | VISTA RIDGE DR | 43017-8669 | Active | B032798 | WATTS | 800M4QT | PVB | 1.000 | 64965 | LEFT FRONT
4759 | VISTA RIDGE DR | 43017-8671 | Active | T361280 | WILKINS | 720A | PVB | 0.750 | 64970 | FRONT LEFT IN OFFSET
4766 | VISTA RIDGE DR | 43017-8669 | Active | H275601 | FEBCO | 765 | PVB | 0.750 | 64985 | NW CORNER OF HOUSE-OUTSIDE RIGHT REAR
4767 | VISTA RIDGE DR | 43017-8671 | Active | T463251 | WILKINS | 720A | PVB | 1.000 | 64988 | RIGHT FRONT
4774 | VISTA RIDGE DR | 43017-8669 | Removed | 254628REM | WATTS | 800QT | PVB | 0.750 | 65012 | RIGHT FRONT
4775 | VISTA RIDGE DR | 43017-8671 | Removed | T076682REM | WILKINS | 720A | PVB | 0.750 | 65022 | REMOVED-OUTSIDE LEFT
4775 | VISTA RIDGE DR | 43017-8671 | Active | CB072585 | WILKINS | 720A | PVB | 0.750 | 3607358 | LEFT FRONT
4783 | VISTA RIDGE DR | 43017-8671 | Active | 817163 | WILKINS | 720A | PVB | 1.000 | 65044 | RIGHT SIDE FRONT
4790 | VISTA RIDGE DR | 43017-8669 | Active | G094515 | WILKINS | 720A | PVB | 0.750 | 65059 | LEFT SIDE OF HOUSE
4791 | VISTA RIDGE DR | 43017-8671 | Active | H05766 | FEBCO | 765 | PVB | 1.000 | 65062 | LEFT FRONT HIGH
4799 | VISTA RIDGE DR | 43017-8671 | Active | 501678 | WILKINS | 720A | PVB | 0.750 | 65078 | LEFT FRONT
4806 | VISTA RIDGE DR | 43017-8670 | Active | G223487 | WILKINS | 720A | PVB | 0.750 | 95137 | RIGHT SIDE OF HOUSE
4815 | VISTA RIDGE DR | 43017-8672 | Active | T363433 | WILKINS | 720A | PVB | 0.750 | 102830 | LEFT FRONT
4823 | VISTA RIDGE DR | 43017-8672 | Active | 167205 | WATTS | 800M4QT | PVB | 0.750 | 95588 | LEFT SIDE OF HOUSE
4830 | VISTA RIDGE DR | 43017-8670 | Active | 902382 | WILKINS | 720A | PVB | 0.750 | 65174 | RIGHT SIDE OF HOUSE
4831 | VISTA RIDGE DR | 43017-8672 | Active | AD4911 | FEBCO | 765 | PVB | 0.750 | 65176 | RIGHT FRONT
4838 | VISTA RIDGE DR | 43017-8670 | Active | H450238 | FEBCO | 765 | PVB | 0.750 | 65194 | RIGHT SIDE
4855 | VISTA RIDGE DR | 43017 | Active | T477179 | WILKINS | 720A | PVB | 0.750 | 95695 | LEFT SIDE
4862 | VISTA RIDGE DR | 43017-8642 | Active | 336461 | WATTS | 800M4QT | PVB | 0.750 | 87318 | FRONT RIGHT OF FRONT DOOR
4863 | VISTA RIDGE DR | 43017-8672 | Active | T480922 | WILKINS | 720A | PVB | 0.750 | 65264 | LEFT REAR AT A/C UNITS
4870 | VISTA RIDGE DR | 43017-8642 | Active | A107201 | WILKINS | 720A | PVB | 0.750 | 65284 | LEFT FRONT CORNER OF HOUSE
4871 | VISTA RIDGE DR | 43017-8672 | Active | AB4539 | FEBCO | 765 | PVB | 1.000 | 65287 | RIGHT SIDE NORTH WEST
4877 | VULCAN AVE | 43228-9573 | Active | 188102 | WATTS | 909 | RP | 3.000 | 65304 | METER BUILDING
4877 | VULCAN AVE | 43228-9573 | Not Required by DOW | 3191774 | WILKINS | 975XLBMS | RP | 1.500 | 65305 | METER BUILDING
4877 | VULCAN AVE | 43228-9573 | Due Install |  |  |  | RP | 3.000 | 3649458 | METER BUILDING
4989 | VULCAN AVE | 43228-9573 | Active | 4638668 | WILKINS | 975XL2 | RP | 0.750 | 65549 | MID N IN BOX IN LADIES ROOM BY FRONT DR AT WATER METER
230 | W 10TH AVE | 43201-2376 | Not Required by DOW | 32412 | WATTS | 919AQT | RP | 1.000 | 103819
230 | W 10TH AVE | 43201-2376 | Not Required by DOW | 446380 | WATTS | 909M1HWQT | RP | 1.500 | 103820 | PENTHOUSE
230 | W 10TH AVE | 43201-2376 | Active | 65125 | AMES | 2000B | DC | 0.750 | 103821
230 | W 10TH AVE | 43201-2376 | Active | 1742541110 | AMES | 3000SS | DCDA | 8.000 | 103823 | 29M
230 | W 10TH AVE | 43201-2376 | Active | 192819 | WATTS | 909 | RP | 3.000 | 103824 | TOP ROOM 29M
230 | W 10TH AVE | 43201-2376 | Active | 192754 | WATTS | 909 | RP | 3.000 | 103825 | BOTTOM ROOM 29M
230 | W 10TH AVE | 43201-2376 | LPS - Active |  |  |  | LST |  | 3633583 | LOW PRESSURE SUSTAINING DEVICE FOR FIRE BOOSTER PUMP
241 | W 11TH AVE | 43201 | Active | UB2314 | WATTS | 957 | RP | 3.000 | 3648569 | AT WATER METER - TOP DEVICE
241 | W 11TH AVE | 43201 | LPS - Active |  |  |  | LPC |  | 3648570 | DOMESTIC PUMP - AFTER DOMESTIC WATER METER AND BACKFLOW
241 | W 11TH AVE | 43201 | Active | 1967060619 | AMES | 3000SS | DCDA | 6.000 | 3648571 | FIRE METER AT RISER
241 | W 11TH AVE | 43201 | Active | 29448 | WATTS | 007M1QT | DC | 0.750 | 3648572 | FIRE METER AT RISER
241 | W 11TH AVE | 43201 | Active | UB2312 | WATTS | 957 | RP | 3.000 | 3648573 | AT WATER METER - BOTTOM DEVICE
241 | W 11TH AVE | 43201 | Not Required by DOW | 24206 | WATTS | LF009M2QT | RP | 1.250 | 3648653 | WATER ROOM SOUTH SIDE OF BUILDING
30 | W 1ST AVE | 43201-3402 | Active | TE-2932 | WATTS | 957 | RP | 4.000 | 3570950 | MECH ROOM SOUTH EAST CORNER
30 | W 1ST AVE | 43201-3402 | Active | 1974170919 | AMES | 3000SS | DCDA | 6.000 | 3646878 | MECH ROOM SOUTH EAST CORNER
30 | W 1ST AVE | 43201-3402 | Active | 29497 | WATTS | 007M1QT | DC | 0.750 | 3646879 | MECH ROOM SOUTH EAST CORNER
30 | W 1ST AVE | 43201-3402 | Not Required by DOW | 4833081 | WILKINS | 975XL | RP | 0.750 | 3648610 | 3RD FLOOR MECHANICAL CLOSET
30 | W 1ST AVE | 43201-3402 | LPS - Active |  |  |  | LPC |  | 3654568 | DOMESTIC PUMP - LOWER LEVEL METER ROOM
33 | W 1ST AVE | 43201-3349 | Active | CB027027 | WILKINS | 720A | PVB | 0.750 | 3571019 | RIGHT FRONT BY GAS METER GO THRU 335 YARD
335 | W 1ST AVE | 43201-3349 | Active | CAA30879 | WILKINS | 720A | PVB | 0.750 | 3571021
385 | W 1ST AVE | 43201- | Active | ACH4649 | WILKINS | LF975XL2 | RP | 1.500 | 3571038 | WEST WALL
385 | W 1ST AVE | 43201- | Due Install |  |  |  | DCDA | 4.000 | 3651088 | WEST WALL
431 | W 1ST AVE | 43201-3518 | Active | 155855 | AMES | 3000SS | DCDA | 4.000 | 92496 | SE END OF PARKING GARAGE
431 | W 1ST AVE | 43201-3518 | Active | 52137 | AMES | 2000B | DC | 0.750 | 92560 | SE CORNER OF PARKING GARAGE
431 | W 1ST AVE | 43201-3518 | Active | 09412 | AMES | 4000B | RP | 2.000 | 92561 | SE CORNER OF PARKING GARAGE
501 | W 1ST AVE | 43215-1101 | Not Required by DOW | H620165 | FEBCO | 765 | PVB | 1.000 | 65718 | FRONT RIGHT OF DOOR WEST OF DOOR (LAWN)
501 | W 1ST AVE | 43215-1101 | Active | 276193 | WATTS | 909M1QT | RP | 2.000 | 65719 | SW CORNER OF BUILDING -- TECH CENTER AT WATER METER
501 | W 1ST AVE | 43215-1101 | Due Install |  |  |  | DCDA | 6.000 | 3632958 | SW CORNER OF BUILDING -- TECH CENTER
571 | W 1ST AVE | 43215- | Active | 116584 | AMES | 4000SS | RP | 4.000 | 90680 | Meter House IN 571 CODE IS 5793
571 | W 1ST AVE | 43215- | Active | 1495220406 | AMES | 3000SS | DCDA | 6.000 | 90699 | METER HOUSE IN 571 CODE IS 7593
571 | W 1ST AVE | 43215- | Not Required by DOW | 6499 | WATTS | 007M1PCQT | DC | 0.750 | 90700 | METER HOUSE
571 | W 1ST AVE | 43215- | Not Required by DOW | CB112570 | WILKINS | 720 | PVB | 1.000 | 91212 | RIGHT SIDE OF POOL HOUSE DOOR
571 | W 1ST AVE | 43215- | Not Required by DOW | A174716 | WILKINS | 720A | PVB | 1.000 | 91289 | Left side of far right door, R of door marked 535 W 1st BLDG A
571 | W 1ST AVE | 43215- | Not Required by DOW | T209627 | WILKINS | 720A | PVB | 1.000 | 95429 | BY DOOR TO UNIT 111 E SIDE OF BLDG-B 936-960 PERRY ST OUTSIDE RISER RM
571 | W 1ST AVE | 43215- | Not Required by DOW | T251990 | WILKINS | 720A | PVB | 1.000 | 95431 | BLDG. B - 936-960 VISTOR ENTRANCE
571 | W 1ST AVE | 43215- | Not Required by DOW | G200278 | WILKINS | 720A | PVB | 1.000 | 97540 | BLD. C 925 ENGLESIDE BY BACK DOOR, 925-953 INGLESIDE REAR OUTSIDE
571 | W 1ST AVE | 43215- | Not Required by DOW | G200678 | WILKINS | 720A | PVB | 1.000 | 97541 | BLDG C - 925 Engleside Ave, 936 Perry St, by door at front of building
571 | W 1ST AVE | 43215- | Not Required by DOW | A01189 | AMES | 4000B | RP | 2.000 | 103765 | 525 W 1ST AVE, FLATS AT HARRISON PARK, BLDG C, MECHANICAL ROOM
571 | W 1ST AVE | 43215- | Not Required by DOW | A00281 | AMES | 4000B | RP | 2.000 | 103766 | 525 W 1ST AVE, FLATS AT HARRISON PARK, BLDG B, ELECTRICAL CLOSET
571 | W 1ST AVE | 43215- | Not Required by DOW | 09364 | AMES | 4000B | RP | 2.000 | 103767 | 525 W 1ST AVE, FLATS AT HARRISON PARK, BLDG A, ELECTRICAL ROOM
571 | W 1ST AVE | 43215- | Active | 05916 | WATTS | 007M1QT | DC | 0.750 | 3605658 | 571 (POOL HOUSE) METER ROOM N END OF BUILDING CODE 7593
875 | W 1ST AVE | 43212 | Active | 47981C | WILKINS | 475AST | RP | 4.000 | 3657001 | CENTER OF BUILDING-NORTH MECH ROOM RIGHT SIDE
875 | W 1ST AVE | 43212 | Active | 11048540323 | AMES | 3000SS | DCDA | 6.000 | 3657050 | NORTH MECHICAL ROOM CENTER OF BLDG
875 | W 1ST AVE | 43212 | Active | 33122 | WATTS | 007M1-QT | DC | 0.750 | 3657051 | NORTH MECHICAL ROOM CENTER OF BLDG
926 | W 1ST AVE | 43212 | Active | 187517 | WATTS | LF009M2QT | RP | 1.000 | 3650402 | HOTBOX NW CORNER OF W 1ST AVE AND BOBCAT
931 | W 1ST AVE | 43212 | Active | 081271 | WATTS | LF009M2QT | RP | 1.500 | 3648316 | IRRIGATION IN HOTBOX CORNER OF W 1ST AND BOBCAT - ACROSS FROM 930 W 1ST
104 | W 1ST AVE | 43212-3601 | In Review |  |  |  | RP |  | 3571058
1099 | W 1ST AVE | 43212-3601 | Active | 172932 | WATTS | 007QT | DC | 0.750 | 53852 | BACK OF BUILDING MECHANICAL ROOM
1149 | W 1ST AVE | 43212-3515 | Active | 263394 | WATTS | 800M4QT | PVB | 1.000 | 54055 | RIGHT SIDE OF HOUSE
1216 | W 1ST AVE | 43212-3516 | Active | T480301 | WILKINS | 720 | PVB | 0.750 | 3571085 | LEFT CENTER
1506 | W 1ST AVE | 43212- | Active | ACP0178 | WILKINS | 975 | RP | 1.500 | 3571162 | IN BASEMENT OF 1504
1518 | W 1ST AVE | 43212- | Active | 410148 | WATTS | LF009M3QT | RP | 0.750 | 3571164 | AT METER/ EAST SIDE BASEMENT
1530 | W 1ST AVE | 43212-3425 | Active | T437577 | WILKINS | 720A | PVB | 1.000 | 99237 | SE FRONT RIGHT
1578 | W 1ST AVE | 43212-3346 | Removed | 149441REM | WATTS | 009QT | RP | 0.750 | 55448 | IN BASEMENT AT WATER METER
1578 | W 1ST AVE | 43212-3346 | Removed | 583252REM | WILKINS | 720A | PVB | 1.000 | 55449 | IN BASEMENT ABOVE WATER METER
1578 | W 1ST AVE | 43212-3346 | Active | VJ-0500 | WATTS | 957 | RP | 3.000 | 3648319 | MECH ROOM AT WATER METER E OUTSIDE DOOR
1578 | W 1ST AVE | 43212-3346 | LPS - Active |  |  |  | LPC |  | 3648320 | DOMESTIC PUMP - MECH ROOM AFTER WATER METER
1578 | W 1ST AVE | 43212-3346 | Active | WC-2007 | AMES | 300-GV | DCDA | 6.000 | 3648321 | UTILITY ROOM EAST OUTSIDE DOOR
1578 | W 1ST AVE | 43212-3346 | Active | 69122 | AMES | 2000BM3 | DC | 0.750 | 3648322 | FIRE METER 3/4" SIDE CAR
1600 | W 1ST AVE | 43212-3348 | Removed | 45176REM | WATTS | 009QT | RP | 1.000 | 54470 | MECHANICAL ROOM - MAKE-UP FOR HEATING - 1240 OAKLAND AVE
1600 | W 1ST AVE | 43212-3348 | Removed | 189082REM | WATTS | LF009M2QT | RP | 1.000 | 54472 | IN CEILING IN MECHANICAL ROOM - 1240 OAKLAND AVE
1600 | W 1ST AVE | 43212-3348 | Removed | 394461REM | WILKINS | 950XL | DC | 2.000 | 54474 | 1240 OAKLAND AVE, ROOM B-38 ABOVE THE WATER HEATER
1600 | W 1ST AVE | 43212-3348 | Removed | 202007REM | WATTS | LF009M2QT | RP | 0.500 | 54475 | MECHANICAL ROOM - 1240 OAKLAND AVE
1600 | W 1ST AVE | 43212-3348 | Removed | L63241REM | WILKINS | 375 | RP | 3.000 | 55559 | MECHANICAL ROOM NEXT TO METER - 1240 OAKLAND AVE
1600 | W 1ST AVE | 43212-3348 | Removed | 401411REM | WATTS | 909QT | RP | 1.000 | 55560 | IN CEILING ABOVE BOILER - 1240 OAKLAND AVE
1600 | W 1ST AVE | 43212-3348 | Removed | 15266REM | WATTS | 009M2PCQT | RP | 1.000 | 97946 | REMOVED - MECH ROOM
1620 | W 1ST AVE | 43212-3347 | Due Install |  |  |  | RP | 0.750 | 3571168
1621 | W 1ST AVE | 43212-3349 | Due Install |  |  |  | RP |  | 3571169 | AT METER
1632 | W 1ST AVE | 43212-3348 | Due Install |  |  |  | RP |  | 3571171
1634 | W 1ST AVE | 43212-3348 | Active | 59887 | WATTS | 919QT | RP | 0.750 | 3571172 | BY FRONT DOOR LEFT HAND SIDE
1634 | W 1ST AVE | 43212-3348 | In Review |  |  |  | RP |  | 3639065
1660 | W 1ST AVE | 43212-3302 | Active | AMA07788 | Wilkins | 975XL3 | RP | 1.500 | 55760 | AFTER METER IN BASEMENT
1660 | W 1ST AVE | 43212-3302 | Not Required by DOW | 38303 | WATTS | 919AQT | RP | 1.000 | 102464 | IN BASEMENT ABOVE WATER METER IN CEILING
1714 | W 1ST AVE | 43212-3303 | Active | G142577 | WILKINS | 720A | PVB | 0.750 | 97203 | LEFT SIDE
1859 | W 1ST AVE | 43212-3219 | Active | CB631392 | WILKINS | 720A | PVB | 0.750 | 3571210
1866 | W 1ST AVE | 43212-3218 | Active | CB636570 | WILKINS | 720 | PVB | 0.750 | 3571211 | LEFT SIDE OF THE HOUSE UNDER THE FRONT PORCH
1893 | W 1ST AVE | 43212-3220 | Active | H275586 | FEBCO | 765 | PVB | 0.750 | 91979 | BACK LEFT AT BACK DOOR
1635 | W 1ST AVE NO 130 | 43212-3374 | Active | 54890 | WATTS | 919QT | RP | 0.750 | 3571173 | BASEMENT AFTER WATER METER
1685 | W 1ST AVE UNIT A | 43212-3301 | Not Required by DOW | 88456 | WATTS | LF919QT | RP | 0.750 | 55826 | BASEMENT BOILER ROOM
1685 | W 1ST AVE UNIT A | 43212-3301 | Not Required by DOW | 4571075 | WILKINS | 975XL2 | RP | 0.750 | 55827 | UPSTAIRS EQUIPMENT ROOM
1685 | W 1ST AVE UNIT A | 43212-3301 | Not Required by DOW | EJ4634 | FEBCO | 765 | PVB | 1.000 | 55828 | WEST SIDE OF BUILDING BEHIND WOOD FENCE
1685 | W 1ST AVE UNIT A | 43212-3301 | Active | 4773225 | WILKINS | 975XL2 | RP | 2.000 | 3625072 | SW BSMNT MECH/BOILER RM AT WATER MTR
1685 | W 1ST AVE UNIT A | 43212-3301 | Active | 198182 | AMES | 3000SS | DCDA | 4.000 | 3626500 | N CENTER RISER AREA/OFFICE
1685 | W 1ST AVE UNIT A | 43212-3301 | Active | 83188 | AMES | 2000B | DC | 0.750 | 3644838 | N CENTER RISER AREA/OFFICE
34 | W 2ND AVE | 43201-3407 | Active | 229763 | WILKINS | 975XLBMS | RP | 0.750 | 60592 | ABOVE WATER METER IN BASEMENT
11 | W 2ND AVE | 43201-5412 | Active | T231739 | WILKINS | 720A | PVB | 0.750 | 3573765
228 | W 2ND AVE | 43201 | Active | T289421 | WILKINS | 720A | PVB | 0.750 | 3606137 | LEFT SIDE
125 | W 2ND AVE | 43212-3547 | Active | T387000 | WILKINS | 720A | PVB | 0.750 | 3573924 | LEFT OF HOUSE FRONT
1379 | W 2ND AVE | 43212-3405 | Active | T291156 | WILKINS | 720 | PVB | 0.750 | 3573954 | LEFT SIDE
1389 | W 2ND AVE | 43212-3405 | Active | T257893 | WILKINS | 720A | PVB | 0.750 | 3573958 | RIGHT SIDE OF HOUSE
61 | W 2ND AVE UNIT #1 | 43201-3406 | Active | HD24358 | FEBCO | 765 | PVB | 0.750 | 3573748 | RIGHT SIDE OF HOUSE
40 | W 3RD AVE | 43201 | Active | 26940 | WATTS | LF919QT | RP | 2.000 | 3613556 | MECH RM ENTER THROUGH W SIDE DOOR N OF ST
40 | W 3RD AVE | 43201 | Active | 1857080315 | AMES | 3000SS | DCDA | 3.000 | 3615006 | MECH RM ENTER THROUGH W SIDE DOOR N OF ST
40 | W 3RD AVE | 43201 | Active | 74237 | AMES | 2000B | DC | 0.750 | 3615007 | MECH RM ENTER THROUGH W SIDE DOOR N OF ST
54 | W 3RD AVE | 43201-3209 | Active | EA13353 | WILKINS | 720A | PVB | 0.750 | 3575697 | RIGHT CENTER BEHIND FENCE
72 | W 3RD AVE | 43201-3209 | Due Install |  |  |  | RP | 1.500 | 3575703
10 | W 3RD AVE | 43201-3256 | Active | 4829689 | WILKINS | 975XL | RP | 1.500 | 3575707 | MECH ROOM 1ST FLOOR
111 | W 3RD AVE | 43201-3258 | Removed | REMMB0745 | WATTS | 957 | RP | 4.000 | 3606096 | GARAGE WATER METER ROOM W SIDE OF GARAGE
111 | W 3RD AVE | 43201-3258 | Active | N41425 | WILKINS | 350 | DC | 6.000 | 3607821 | GARAGE WATER METER ROOM W SIDE OF GARAGE
111 | W 3RD AVE | 43201-3258 | Active | 3821642 | WILKINS | 950XL | DC | 0.750 | 3607822 | GARAGE WATER METER ROOM W SIDE OF GARAGE
111 | W 3RD AVE | 43201-3258 | Not Required by DOW | T304276 | WILKINS | 720 | PVB | 0.750 | 3639079 | RIGHT OF FRONT DOORS
111 | W 3RD AVE | 43201-3258 | Active | VD-0388 | WATTS | 957 | RP | 4.000 | 3651045 | MECHANICAL ROOM IN PARKING GARAGE
111 | W 3RD AVE | 43201-3258 | Not Required by DOW | CB753339 | WILKINS | 720A | PVB | 1.000 | 3653454 | ON FOUNDATION BY WEST STAIRS OUTSIDE
335 | W 3RD AVE | 43201-3315 | Active | A58250 | WATTS | 909M2QT | RP | 1.000 | 60503 | WEST BASEMENT, SW CORNER AT METER
350 | W 3RD AVE | 43201-3318 | Active | 5007866 | WILKINS | 375XL2 | RP | 0.750 | 3575738 | AT WATER METER IN MTR CLOSET BY OFFICE IN DRIVE THRU
360 | W 3RD AVE | 43201-3318 | Active | 4958646 | WILKINS | 975XL2 | RP | 2.000 | 3575741 | AT WATER METER IN PIZZA SHOP MIDDLE BACK BEHIND DOOR
384 | W 3RD AVE | 43201-3318 | Active | 454988 | WATTS | LF009M3QT | RP | 0.750 | 3575749 | BSMNT MID W WALL AT WATER METER TIGHT CORRIDOR
443 | W 3RD AVE | 43201-3363 | Active | 76913 | WATTS | 009QT | RP | 1.500 | 63987 | AT WATER METER LOCATION IN UTILITY ROOM
579 | W 3RD AVE | 43201- | Active | 569435 | WATTS | 909 | RP | 0.750 | 3575792 | SIDE BY SIDE PARK FLORAL GARDEN
700 | W 3RD AVE | 43212 | Active | N1208290806 | FEBCO | 856 | DCDA | 6.000 | 102795 | SOUTH END OF COMPLEX - 8TH GARAGE FROM WEST
700 | W 3RD AVE | 43212 | Active | N1202060829 | FEBCO | 860 | RP | 4.000 | 103031 | Meter riser room in garage
700 | W 3RD AVE | 43212 | Active | H018206 | FEBCO | 805Y | DC | 0.750 | 103033 | S END OF COMPLEX-8TH GARAGE FROM WEST
700 | W 3RD AVE | 43212 | Not Required by DOW | CB025666 | WILKINS | 720A | PVB | 0.750 | 103532 | AGAINST WALL IN COURTYARD BY PARKING GARAGE
700 | W 3RD AVE | 43212 | Not Required by DOW | 3627731 | WILKINS | 975XL | RP | 0.750 | 103534 | EAST SIDE OF BUILDING BY LEASING OFFICE
739 | W 3RD AVE | 43212-3102 | Active | W059635 | WILKINS | 975 | RP | 1.500 | 71889 | IN MECH ROOM AT WATER METER LOCATION
739 | W 3RD AVE | 43212-3102 | LPS - Active |  |  |  | LPC |  | 3629577 | DOMESTIC PUMP -
807 | W 3RD AVE | 43212- | Not Required by DOW | 71639 | WATTS | LF919QT | RP | 0.750 | 3626230 | HYDRANT
807 | W 3RD AVE | 43212- | Not Required by DOW | 62439 | WATTS | LF919QT | RP | 0.750 | 3626231
807 | W 3RD AVE | 43212- | Active | 21799 | WATTS | LF919QT | RP | 1.500 | 3626232
807 | W 3RD AVE | 43212- | Active | 107073 | AMES | 5000CIV | RPDA | 4.000 | 3626452 | FIRE RISER
807 | W 3RD AVE | 43212- | Active | 14040 | AMES | 4000B | RP | 0.750 | 3626453 | FIRE BYPASS
820 | W 3RD AVE | 43212 | Active | 23784 | WATTS | 919QT | RP | 2.000 | 3604054 | NE CORNER MECHANICAL ROOM
820 | W 3RD AVE | 43212 | Not Required by DOW | 45143 | WATTS | 008PCQT | SVB | 0.500 | 3604487 | KITCHEN, NW CORNER
820 | W 3RD AVE | 43212 | Not Required by DOW | 45144 | WATTS | 008PCQT | SVB | 0.500 | 3604488 | PROOFER, KITCHEN, NW CORNER
820 | W 3RD AVE | 43212 | Not Required by DOW | 45112 | WATTS | 008PCQT | SVB | 0.500 | 3604489 | COFFEE TRENCH DRAIN, SALES FLOOR IN CABINET
823 | W 3RD AVE | 43212 | Active | 06388 | AMES | 4000B | RP | 1.500 | 3607876 | HOT BOX WEST OR RAILROAD
840 | W 3RD AVE | 43212 | Active | N1207020301 | FEBCO | 856 | DCDA | 8.000 | 102796 | HOT BOX OFF OF EDGE HILL RD
840 | W 3RD AVE | 43212 | Active | H017177 | FEBCO | 805YB | DC | 0.750 | 104129 | HOT BOX OFF OF EDGEHILL RD
840 | W 3RD AVE | 43212 | Active | 2282C | WILKINS | 375AST | RP | 3.000 | 3606209 | NW CORNER INSIDE BUILDING
840 | W 3RD AVE | 43212 | Not Required by DOW | 45185 | WATTS | 919QT | RP | 1.000 | 3606210 | ACORN SYSTEM, BACK OF STORE UPSTAIRS IN THE RACK ROOM
855 | W 3RD AVE | 43212 | Active | 42380 | WATTS | LF919 QT | RP | 2.000 | 3654296 | NORTHWEST UTILITY ROOM
855 | W 3RD AVE | 43212 | Active | 1104536323 | AMES | 3000SS | DCDA | 4.000 | 3654297 | NORTHWEST UTILITY ROOM
855 | W 3RD AVE | 43212 | Active | 88120 | AMES | 2000B | DC | 0.750 | 3654298 | NORTHWEST UTILITY ROOM
855 | W 3RD AVE | 43212 | Not Required by DOW | 28198 | WATTS | LF919AQT | RP | 1.500 | 3654411 | MECH ROOM
860 | W 3RD AVE | 43212 | Active | 67087 | WATTS | LF919QT | RP | 1.000 | 3604444 | MOP SINK ROOM NW CORNER
880 | W 3RD AVE | 43212 | Active | N1311220619 | FEBCO | 876VST | DCDA | 4.000 | 3607368 | REAR ENTRY, NE ENTRY DOOR "KITCHEN"
880 | W 3RD AVE | 43212 | Active | 33510 | WATTS | 719QT | DC | 0.750 | 3607957 | REAR/NE ENTRY DOOR KITCHEN
880 | W 3RD AVE | 43212 | Active | 3861344 | WILKINS | 975XL2 | RP | 2.000 | 3607958 | REAR ENTRY, BY BACK DOOR
880 | W 3RD AVE | 43212 | Not Required by DOW | 113971 | WATTS | LF007M3QT | DC | 0.750 | 3607959 | PROOFER, IN CEILING ABOVE PROOFER
880 | W 3RD AVE | 43212 | Not Required by DOW | 3958971 | WILKINS | 975XL2 | RP | 1.000 | 3649501 | BEHIND DOMESTIC BACKFLOW
889 | W 3RD AVE | 43212 | Active | 183162 | AMES | 3000SS | DCDA | 4.000 | 3605571 | MECHANICAL ROOM
889 | W 3RD AVE | 43212 | Active | 72101 | AMES | 2000B | DC | 0.750 | 3606052 | MECHANICAL ROOM
889 | W 3RD AVE | 43212 | Active | 3896493 | WILKINS | 975XL2 | RP | 1.500 | 3606053 | MECHANICAL ROOM REAR OF BUILDING
889 | W 3RD AVE | 43212 | Active | 5002557 | WILKINS | 975XL2 | RP | 0.750 | 3616677 | SPRINKLER ROOM
947 | W 3RD AVE | 43212-3108 | Active | 3637362 | WILKINS | 975XL2 | RP | 1.000 | 102417 | MECHANICAL ROOM
975 | W 3RD AVE | 43212-3109 | Active | 77637 | WATTS | 009M2QT | RP | 1.500 | 74886 | NE CORNER AT WATER METER-995 W THIRD
101 | W 3RD AVE | 43212- | Active | 73204 | WATTS | LF919QT | RP | 0.750 | 3575803 | BASEMENT AT METER
1025 | W 3RD AVE | 43212-3142 | Active | 93172 | WATTS | 919AQT | RP | 0.750 | 3575805 | UTILITY ROOM CENTER
1033 | W 3RD AVE | 43212- | Due Install |  |  |  | RP |  | 3575807 | EAST WALL IN RESTROOM
1040 | W 3RD AVE | 43212-3128 | Active | 413097 | WATTS | LF009M3QT | RP | 0.750 | 3603572
1070 | W 3RD AVE | 43212-3113 | Active | ABB00883 | WILKINS | 975XL | RP | 1.000 | 3575810
1075 | W 3RD AVE | 43212-3114 | Active | 115978 | WATTS | 009M2-FP | RP | 1.500 | 3575811 | EAST WALL
1085 | w 3rd ave |  | New Construction |  |  |  | RP | 2.000 | 3659480
1100 | W 3RD AVE | 43212-3113 | Active | 47756 | WILKINS | 975XL2 | RP | 0.750 | 3575812 | OLD BOILER ROOM BASEMENT
1100 | W 3RD AVE | 43212-3113 | Active | 86198 | AMES | 2000B | DC | 0.750 | 3649849 | FIRE RISER ROOM
1100 | W 3RD AVE | 43212-3113 | Active | 11020490222 | AMES | 3000SS | DCDA | 8.000 | 3654551 | FIRE RISER ROOM
1115 | W 3RD AVE | 43212- | Active | 77078 | WATTS | 919-QT | RP | 1.000 | 3652101 | NORTH WALL
1158 | W 3RD AVE | 43212-3044 | Active | 125847 | WATTS | 009PCQT | RP | 1.500 | 87251 | SW CORNER OF BUILDING AT WATER METER IN CLOSET OFF OF GOLF BAY 2
1210 | W 3RD AVE | 43212-3045 | Removed | 51875REM | WATTS | 009M2PCQT | RP | 0.750 | 91023 | NORTH EAST ON BOILER
1210 | W 3RD AVE | 43212-3045 | Active | 84910 | WATTS | LF919QT | RP | 0.750 | 3638266 | BACK AREA AT WATER METER
1248 | W 3RD AVE | 43212-3047 | Active | 430944 | WILKINS | 975 | RP | 1.000 | 54404 | CLOSET NEXT TO SIDE DOOR
1254 | W 3RD AVE | 43212-3047 | Active | 4872144 | WILKINS | 975XL2 | RP | 0.750 | 54463 | BASEMENT
1254 | W 3RD AVE | 43212-3047 | Not Required by DOW | [5 empty] | 3628296
1404 | W 3RD AVE | 43212-2927 | Due Install |  |  |  | RP | 0.750 | 3575863
1433 | W 3RD AVE | 43212-2936 | Active | 073249 | WATTS | 009M1QT | RP | 1.500 | 55016 | NEXT TO WATER METER
1455 | W 3RD AVE | 43212-2960 | Active | 30866 | WATTS | 009QT | RP | 1.500 | 55083 | NE BSMNT AT WATER METER
1587 | W 3RD AVE | 43212-2825 | Not Required by DOW | 4722179 | WILKINS | 975XL | RP | 1.500 | 55481 | BOILER ROOM, ABOVE BOILER
1587 | W 3RD AVE | 43212-2825 | Not Required by DOW | 3639020 | WILKINS | 975XL2 | RP | 1.000 | 100104 | 2ND FLOOR PUMP ROOM
1587 | W 3RD AVE | 43212-2825 | Not Required by DOW | 3638970 | WILKINS | 975XL2 | RP | 1.000 | 100105 | BOILER ROOM BY COLUMN
1587 | W 3RD AVE | 43212-2825 | Not Required by DOW | W604758 | WATTS | 909 | RP | 0.750 | 3632998 | BOILER ROOM, BASEMENT
1587 | W 3RD AVE | 43212-2825 | Active | VB-0220 | WATTS | 957 | RP | 4.000 | 3641040 | BASEMENT MECH ROOM NORTH
1587 | W 3RD AVE | 43212-2825 | Active | 5939D | WILKINS | 375ASTDA | RPDA | 6.000 | 3650113 | BSMNT RISER/FIRE PUMP ROOM NORTH
1587 | W 3RD AVE | 43212-2825 | Active | 4919395 | WILKINS | 975XL2 | RP | 0.750 | 3650114
1587 | W 3RD AVE | 43212-2825 | LPS - Active |  |  |  | LST |  | 3650358 | BASEMENT
1587 | W 3RD AVE | 43212-2825 | Not Required by DOW | 312642 | WATTS | 009M3 | RP | 0.750 | 3650448 | IN CEILING SOUTHEAST CORNER OF BUILDING IN CLASSROOM
1715 | W 3RD AVE | 43212-2739 | Active | 27394 | WATTS | 009M3QT | RP | 0.750 | 90349 | BACK ROOM AT WATER METER
2028 | W 3RD AVE | 43212-2706 | Active | CB090183 | WILKINS | 720 | PVB | 0.750 | 3575942 | LEFT OF FRONT DOOR
840 | W 3RD AVE UNIT IRR | 43212 | Active | 018481 | FEBCO | 825Y | RP | 1.500 | 3606208 | W SIDE OF SITE, E OF EDGEHILL RD ABOUT 20'
711 | W 3RD ST | 43212- | Active | 95993 | WATTS | 009QT | RP | 0.750 | 71441 | WEST SIDE OF BUILDING (BREAK ROOM)
18 | W 4TH AVE | 43201-3213 | Active | VAA2809 | WILKINS | 720A | PVB | 0.750 | 99028 | FRONT OF HOUSE
10 | W 4TH AVE | 43201-3255 | Replaced | REP134929 | WATTS | 909M1QT | RP | 1.250 | 53544 | REPLACED- WATER TREATMENT ROOM - Everett M.S.
100 | W 4TH AVE | 43201-3255 | Active | 2347808 | WILKINS | 975XLBMS | RP | 2.000 | 53545 | SOUTH SIDE ENTRANCE @ METER SET - Everett M.S.
100 | W 4TH AVE | 43201-3255 | Active | 3809061 | WILKINS | 975 | RP | 0.750 | 3609620 | WATER TREATMENT ROOM - Everett M.S.
144 | W 5TH AV | 43212-2400 | Not Required by DOW | 10037 | WATTS | 919AQT | RP | 1.500 | 96829 | NEXT TO WATER METER
1444 | W 5TH AV | 43212-2400 | Active | N0811100928 | FEBCO | 876V | DCDA | 4.000 | 96836 | NORTH EAST CORNER OF BLDG
1444 | W 5TH AV | 43212-2400 | Not Required by DOW | W352186 | WILKINS | 975XL | RP | 0.500 | 96837 | PHOTO LAB
1444 | W 5TH AV | 43212-2400 | Active | 10056 | WATTS | 919AQT | RP | 1.500 | 96838 | NEXT TO WATER METER
1444 | W 5TH AV | 43212-2400 | Active | H012601 | FEBCO | 805YB | DC | 0.750 | 96842 | NE CORNER OF BLDG
25 | W 5TH AVE | 43201-3218 | Active | 1914721 | WILKINS | 975 | RP | 0.750 | 3577379 | BASEMENT MENS RESTROOM IN A WATER METER CUPBOARD
25 | W 5TH AVE | 43201-3218 | Not Required by DOW | [5 empty] | 3626362
33 | W 5TH AVE | 43201-3218 | Active | B02581 | FEBCO | LF860 | RP | 0.750 | 3577381 | IN BASEMENT OF 35 W 5TH AVE
40 | W 5TH AVE | 43201- | Due Install |  |  |  | RP |  | 3577382
14 | W 5TH AVE | 43201 | Active | W210381 | WILKINS | 975XLBMS | RP | 1.500 | 55108 | MECHANICAL ROOM 1ST FLOOR
170 | W 5TH AVE | 43201-3272 | Active | W430144 | WILKINS | 975XL2 | RP | 0.500 | 3577413 | AT WATER METER
184 | W 5TH AVE | 43201-3272 | Due Install |  |  |  | RP | 0.750 | 3577414 | AT WATER METER IN MID W CIGARETTE CLOSET
210 | W 5TH AVE | 43201 | Active | UC-0230 | AMES | COLT 400 | RP | 4.000 | 3648553 | NORTHWEST CORNER
210 | W 5TH AVE | 43201 | Active | UC-1559 | AMES | COLT 500-GV | RPDA | 6.000 | 3648554 | NORTHWEST CORNER METER ROOM
210 | W 5TH AVE | 43201 | Active | 85437 | WATTS | 919-QT | RP | 0.750 | 3648555
210 | W 5TH AVE | 43201 | LPS - Active |  |  |  | LPC |  | 3651211 | DOMESTIC PUMP - 1ST FLOOR NW CORNER BY GARAGE ENTRANCE
210 | W 5TH AVE | 43201 | LPS - Active |  |  |  | LST |  | 3651212 | FIRE BOOSTER PUMP
210 | W 5TH AVE | 43201 | Not Required by DOW | 230519 | WATTS | LF009M2QT | RP | 1.000 | 3651631
330 | W 5TH AVE | 43201-3112 | Active | ead4263 | WILKINS | 720A | PVB | 0.750 | 60410 | RIGHT SIDE OF HOUSE
436 | W 5TH AVE | 43201-3159 | Replaced | REP150073 | WILKINS | 720A | PVB | 0.750 | 63805 | REPLACED- WEST 5TH AVE SIDE OF HOUSE
436 | W 5TH AVE | 43201-3159 | Active | T198314 | WILKINS | 720A | PVB | 0.750 | 3610012 | WEST 5TH AVE SIDE OF HOUSE
513 | W 5TH AVE | 43201 | Active | 19790C | WILKINS | 375AST | RP | 6.000 | 3646938 | INSIDE MECH ROOM NORTHEST CORNER
513 | W 5TH AVE | 43201 | Active | 1979660520 | AMES | 3000SS | DCDA | 8.000 | 3646939 | INSIDE MECH ROOM AT FIRE RISER
513 | W 5TH AVE | 43201 | Active | 83092 | AMES | 2000B | DC | 0.750 | 3646940 | INSIDE MECH ROOM AT FIRE RISER. FIRE BYPASS
599 | W 5TH AVE | 43201 | Active | 1077341020 | AMES | 5000SS | RPDA | 6.000 | 3646669 | METER ROOM NORTHWEST
599 | W 5TH AVE | 43201 | Active | 15099 | AMES | 4000B | RP | 0.750 | 3649167 | METER ROOM NORTHWEST
599 | W 5TH AVE | 43201 | Active | 19004 | WATTS | LF909 | RP | 6.000 | 3649851 | METER ROOM NORTHWEST
633 | W 5TH AVE | 43201 | Active | UL-3154 | WATTS | 957 | RP | 4.000 | 3646776 | IN MECH ROOM CENTER
633 | W 5TH AVE | 43201 | Active | 1976981119 | AMES | 3000SS | DCDA | 6.000 | 3646777 | IN MECH ROOM NORTH CENTER
633 | W 5TH AVE | 43201 | Active | 29746 | WATTS | 007M1-QT | DC | 0.750 | 3646778 | IN MECH ROOM FIRE BYPASS
633 | W 5TH AVE | 43201 | Removed | 4406485REM | WILKINS | 975XL | RP | 1.000 | 3646779 | TEMPORARY CONSTRUCTION METER
633 | W 5TH AVE | 43201 | Not Required by DOW | 164317 | WATTS | LF009M2QT | RP | 2.000 | 3649355 | RISER ROOM AT CEILING
633 | W 5TH AVE | 43201 | Not Required by DOW | 169632 | WATTS | LF009M2QT | RP | 2.000 | 3649356 | POOL ROOM
633 | W 5TH AVE | 43201 | Not Required by DOW | 90685 | WATTS | LF919 | RP | 0.750 | 3650301 | LEVEL 2 ICE MACHINE
633 | W 5TH AVE | 43201 | Not Required by DOW | 11453 | WATTS | LF919 | RP | 0.750 | 3650302 | LEVEL 1 IN KITCHEN ABOVE SINK
633 | W 5TH AVE | 43201 | Not Required by DOW | 11728 | WATTS | LF919 | RP | 0.500 | 3650303 | LEVEL 1 IN KITCHEN ABOVE SINK
633 | W 5TH AVE | 43201 | Not Required by DOW | 11986 | WATTS | LF919 | RP | 0.500 | 3650304 | LEVEL 1 IN KITCHEN
633 | W 5TH AVE | 43201 | Not Required by DOW | 12258 | WATTS | LF919 | RP | 0.500 | 3650305 | LEVEL 1 BAR AREA
633 | W 5TH AVE | 43201 | Not Required by DOW | 89986 | WATTS | LF919 | RP | 0.750 | 3650306 | LEVEL 4
633 | W 5TH AVE | 43201 | Not Required by DOW | 90331 | WATTS | LF919 | RP | 0.750 | 3650307 | LEVEL 3
651 | W 5TH AVE | 43201-3174 | Removed | 344323 | WATTS | 909QT | RP | 1.000 | 70145 | NORTH WALL UNDER STAIRS
744 | W 5TH AVE | 43212-1435 | Active | 143921 | WATTS | 009M2QT | RP | 2.000 | 71980 | INSIDE WATER METER ROOM
744 | W 5TH AVE | 43212-1435 | Not Required by DOW | 51864 | WATTS | 009M1PCQT | RP | 1.500 | 98512 | BY BACK DOOR
744 | W 5TH AVE | 43212-1435 | Active | ACH7276 | WATTS | 009M2QT | RP | 2.000 | 3655195 | INSIDE WATER METER ROOM
795 | W 5TH AVE | 43212-1458 | Active | 111773 | WATTS | 007QT | DC | 1.000 | 73068 | ELECTRIC & WATER METER ROOM NORTH SIDE BUILDING
795 | W 5TH AVE | 43212-1458 | Active | 537387 | WILKINS | 975 | RP | 0.750 | 73069 | SOUTH STORAGE ROOM -- PROTECTING STEAM GENERATOR
795 | W 5TH AVE | 43212-1458 | Removed | T133273REM | WILKINS | 720A | PVB | 0.750 | 88823 | **REMOVED**WEST SIDE OF BLDG
795 | W 5TH AVE | 43212-1458 | Not Required by DOW |  |  |  | AG |  | 3628130
795 | W 5TH AVE | 43212-1458 | Active | AMA05134 | WILKINS | 975XL3 | RP | 1.500 | 3628131
817 | W 5TH AVE | 43212-2632 | Not Required by DOW | 772534 | WATTS | 800M4FR | PVB | 1.000 | 73458 | MECHANICAL ROOM
817 | W 5TH AVE | 43212-2632 | Active | 24314 | WATTS | 919QT | RP | 1.500 | 3636989
824 | W 5TH AVE | 43212-2631 | Active | 033313 | WATTS | 909 | RP | 0.750 | 3577461
824 | W 5TH AVE | 43212-2631 | Active | 1920080817 | AMES | 3000SS | DCDA | 6.000 | 3628017 | SE STAIRWELL
824 | W 5TH AVE | 43212-2631 | Active | 26862 | WATTS | 007M1QT | DC | 0.750 | 3628018 | SE CORNER STAIRS
830 | W 5TH AVE | 43212- | Active | 101054 | AMES | 2000SS | DC | 4.000 | 73662 | GARAGE MECH ROOM - 1401 ASCHINGER BLVD BLDG #1
830 | W 5TH AVE | 43212- | Active | 2278036 | WILKINS | 975XL | RP | 1.000 | 73663 | 1700-2032 ASCHINGER BLVD - SPRINKLER RISER ROOM #2
830 | W 5TH AVE | 43212- | Replaced | REP107321 | WATTS | 009QT | RP | 1.000 | 73664 | REPLACED- 1400-1692 ASCHINGER, SPRINKLER RISER BUILDING 2
830 | W 5TH AVE | 43212- | Active | 3103495 | Wilkins | 975XL | RP | 1.000 | 73666 | SPRINLER RISER ROOM BUILDING #1- 1401 ASCHINGER BLVD
830 | W 5TH AVE | 43212- | Removed | 2717141REM | WILKINS | 375 | RP | 1.000 | 73667 | 2501-2735 ASCHINGER BLVD SPRINKLER RISER RM BUID 7
830 | W 5TH AVE | 43212- | Active | 2862425 | WILKINS | 975XL | RP | 1.000 | 73668 | 2101-2335 ASCHINGER BLVD SPRIKLER RISER ROOM BUILD 8
830 | W 5TH AVE | 43212- | Inactive | 111607 | WATTS | 009M2QT | RP | 1.000 | 73670 | SPRINKLER RISER ROOM, 1401 ASCHINGER BLVD MISSING
830 | W 5TH AVE | 43212- | Active | 139334 | WATTS | 009QT | RP | 2.000 | 73672 | BUILDING 6 SPRINKLER ROOM 2100-2430 ASCHINGER MISSING
830 | W 5TH AVE | 43212- | Active | 139563 | WATTS | 009QT | RP | 2.000 | 73673 | BLDG #2 RISER ROOM SPRINKLER 1400-1692 ASHINGER BLVD BLDG #2
830 | W 5TH AVE | 43212- | Inactive | 158536REM | WATTS | 009QT | RP | 2.000 | 73674 | SPRINKLER RISER ROOM BUILDING #8 2500-2772 SCHINGER
830 | W 5TH AVE | 43212- | Active | 178659 | WATTS | 709 | DC | 4.000 | 73675 | GARAGE MECH ROOM - Bldg #3
830 | W 5TH AVE | 43212- | Active | 1530110806 | AMES | 2000SS | DC | 4.000 | 73676 | SPRINKLER RISER ROOM - Bldg #5
830 | W 5TH AVE | 43212- | Active | 252722 | WATTS | 709 | DC | 6.000 | 73677 | SPRINKLER RISER ROOM BLD #6 2100-2430 ASCHINGER BL
830 | W 5TH AVE | 43212- | Active | 253387 | WATTS | 709 | DC | 6.000 | 73678 | SPRINKLER RISER RM BULD #4 1700-2032 ASCHINGER
830 | W 5TH AVE | 43212- | Active | JO1214 | WILKINS | 350 | DC | 4.000 | 73681 | BLDG 7 SPRINKLER RM 2501-2735 ASCHINGER BLVD
830 | W 5TH AVE | 43212- | Active | 18489 | WATTS | 919AQT | RP | 1.000 | 89317 | Mechanical Rm Bldg. 6 2100 - 2432 Aschinger Blvd.
830 | W 5TH AVE | 43212- | Active | 139327 | WATTS | 009M1PCQT | RP | 2.000 | 89319 | BLD 4 IN FIRE SPRINKLER RISER ROOM (IN COURTYARD), 1401 ASCHINGER BLVD MISSING
830 | W 5TH AVE | 43212- | Active | 112346 | WATTS | 009M2QT | RP | 1.000 | 92640 | BLDG 3 IN RISER RM (GARAGE) - 1401 ASCHINGER BLVD
830 | W 5TH AVE | 43212- | Removed | 136721REM | WATTS | 009M2-FP | RP | 1.000 | 103601 | BLDG 5 RISER RM
830 | W 5TH AVE | 43212- | Active | 046326 | WATTS | 009M1 | RP | 1.000 | 3613228 | 1400-1692 ASCHINGER, SPRINKLER RISER BUILDING #4
830 | W 5TH AVE | 43212- | Active | B111555 | WILKINS | 375 | RP | 1.000 | 3630033 | SPRINKLER RISER ROOM BUILDING RISER 7
830 | W 5TH AVE | 43212- | Removed | 4509785REM | WILKINS | 975XL2 | RP | 1.000 | 3636482 | SPRINKLER RISER ROOM BUILDING #5
830 | W 5TH AVE | 43212- | Due Install |  |  |  | RP | 8.000 | 3638365 | PIT N/W CORNER PROPERTY OFF KING AVE
830 | W 5TH AVE | 43212- | Active | 096656 | WATTS | 009QT | RP | 2.000 | 3638946 | SPRINKLER RISER ROOM BUILDING #8 2500-2772 SCHINGER
855 | W 5TH AVE | 43212-2632 | Active | 367888 | WATTS | LF009M3QT | RP | 0.750 | 74046 | IN COCO GRILL AT 845 5TH AVE BY METER
855 | W 5TH AVE | 43212-2632 | Not Required by DOW | 14727 | WATTS | 007QT | DC | 0.500 | 3615060 | BY ICE MACHINE, UNIT 843
909 | W 5TH AVE | 43212-2687 | Active | 3810842 | WILKINS | 975XL | RP | 1.500 | 103920 | S MECHANICAL ROOM AT WATER METER
909 | W 5TH AVE | 43212-2687 | Not required by DOW | A351196 | WILKINS | 375 | RP | 1.000 | 3608087 | BOILER ROOM
909 | W 5TH AVE | 43212-2687 | Not required by DOW | A348424 | WILKINS | 375 | RP | 1.000 | 3608088 | BOILER ROOM
910 | W 5TH AVE | 43212-2657 | Active | 1069732 | WILKINS | 975XLBMS | RP | 1.500 | 74548 | AT METER
910 | W 5TH AVE | 43212-2657 | Active | 1127799 | WILKINS | 975XLBMS | RP | 0.750 | 74549 | AT METER
910 | W 5TH AVE | 43212-2657 | Active | 1139264 | WILKINS | 950 | DC | 1.500 | 74550 | AT METER
910 | W 5TH AVE | 43212-2657 | Active | 266488 | WATTS | 800M4QT | PVB | 1.000 | 74551 | AT METER
944 | W 5TH AVE | 43212- | Due Install |  |  |  | RP | 1.500 | 3577464
944 | W 5TH AVE | 43212- | Due Install |  |  |  | DCDA | 8.000 | 3652444
955 | W 5TH AVE | 43212-2635 | Active | A112984 | WILKINS | 375XL | RP | 1.500 | 100111 | WATER METER ROOM
955 | W 5TH AVE | 43212-2635 | Active | N1305140952 | FEBCO | 876VST | DCDA | 4.000 | 103918
955 | W 5TH AVE | 43212-2635 | Active | 31488 | WATTS | 719QT | DC | 0.750 | 103919 | on DCDA
962 | W 5TH AVE | 43212- | Active | L37045 | WILKINS | 975 | RP | 3.000 | 95009 | 962 METER ROOM
962 | W 5TH AVE | 43212- | Not Required by DOW | 2860953 | WILKINS | 975XLBMS | RP | 2.000 | 95010 | MECH ROOM IN CEILING ON BW3
962 | W 5TH AVE | 43212- | Not Required by DOW | A01368 | AMES | 2000B | DC | 2.000 | 96818 | ABOVE ICE MACHINE
978 | W 5TH AVE | 43212- | Active | W339451 | WILKINS | 975XLBMS | RP | 2.000 | 95011 | 978 METER ROOM
978 | W 5TH AVE | 43212- | Not Required by DOW | 124193 | WATTS | LF007M3QT | DC | 0.750 | 3646236 | 1004 W 5TH AVE
978 | W 5TH AVE | 43212- | Not Required by DOW | W432980 | WILKINS | 975XL2 | RP | 0.500 | 3646237 | 1004 W 5TH AVE
978 | W 5TH AVE | 43212- | Not Required by DOW | W435533 | WILKINS | 975XL2 | RP | 0.500 | 3646238 | 1004 W 5TH AVE
978 | W 5TH AVE | 43212- | Not Required by DOW | W435530 | WILKINS | 975XL2 | RP | 0.500 | 3646239 | 1004 W 5TH AVE
100 | W 5TH AVE | 43212 | Active | 1855450215 | AMES | 3000SS | DCDA | 8.000 | 3615069 | MECH RM OFF NORTON AVE
1005 | W 5TH AVE | 43212 | Active | 74127 | AMES | 2000B | DC | 0.750 | 3615438 | MECH RM OFF NORTON AVE RISER RM E SIDE NEAR PARKING GARAGE ENTR
1005 | W 5TH AVE | 43212 | Active | PF-3270 | WATTS | 957 | RP | 4.000 | 3615439 | Mech room off of Norton Ave, WATER MECH RM NE SIDE OF BLDG
1005 | W 5TH AVE | 43212 | Removed | REM4151396 | WILKINS | 975XL2 | RP | 2.000 | 3622792 | EAST POOL EQUIPMENT ROOM
1020 | W 5TH AVE | 43212-2630 | Active | 4775029 | WILKINS | 975XL2 | RP | 1.500 | 3577465 | BASEMENT EAST WALL OF 1010 W 5TH
1027 | W 5TH AVE | 43212-2629 | Active | 1235482 | WILKINS | 975 | RP | 2.000 | 53661 | NORTH WALL
1027 | W 5TH AVE | 43212-2629 | Not Required by DOW | W026136 | WILKINS | 975 | RP | 1.000 | 53662 | MANAGERS OFFICE CLOSET IN BASEMENT TO RIGHT OF METER
1054 | W 5TH AVE | 43212- | Removed | W210350REM | WATTS | 909QT | RP | 0.750 | 53729 | REMOVED-AT WATER METER
1054 | W 5TH AVE | 43212- | Active | ABA67081 | WILKINS | 975XL2 | RP | 0.750 | 3607691 | BEHIND BATHROOM WATER HEATER NEXT TO METER
1055 | W 5TH AVE | 43212-2629 | Active | 117617 | WATTS | LF009M2QT | RP | 1.500 | 3577466 | IN BASEMENT N WALL BY METER
1075 | W 5TH AVE | 43212-2629 | Active | 166163 | WILKINS | 975 | RP | 1.000 | 53789 | MEN'S ROOM/BOILER ROOM NEXT TO WATER METER
1090 | W 5TH AVE | 43212-2630 | Not Required by DOW | T024017 | WILKINS | 720A | PVB | 1.000 | 53842 | LEFT SIDE OF BUILDING
1090 | W 5TH AVE | 43212-2630 | Not Required by DOW | 2860977 | WILKINS | 975XL | RP | 1.500 | 98233 | UPSTAIRS BY SOAP TANK
1090 | W 5TH AVE | 43212-2630 | Active | 46351C | WILKINS | 375 | RP | 3.000 | 3633539 | NEXT TO WATER METER ON WEST WALL OF BUILDING
1095 | W 5TH AVE | 43212- | Active | Abt8013 | WILKINS | 975XL2 | RP | 0.750 | 53847 | MIDDLE MECH AREA AT WATER METER MOP SINK
1100 | W 5TH AVE | 43212-2528 | Removed | G217926REM | WILKINS | 720A | PVB | 0.750 | 99164 | REMOVED- ABOVE METER IN O/S MECHANIC ROOM
1109 | W 5TH AVE | 43212-2566 | Active | 53814 | WATTS | 919QT | RP | 1.000 | 3577469
1131 | W 5TH AVE | 43212-2566 | In Review |  |  |  | RP |  | 3577471
1132 | W 5TH AVE | 43212-2528 | Active | 52374 | WATTS | 919AQT | RP | 1.000 | 3577472 | BATHROOM AT METER
1150 | W 5TH AVE | 43212-2531 | Active | ALA27774 | WILKINS | 975XL3 | RP | 1.000 | 3577473 | MECHANICAL ROOM FRONT OF BLDG
1166 | W 5TH AVE | 43212-2531 | Active | 100732 | WATTS | 009M3QT | RP | 0.750 | 3577475
1177 | W 5TH AVE | 43212-2529 | Active | 65818 | WATTS | 009QT | RP | 0.750 | 54183 | BASEMENT - FRONT WALL 5TH AVE SIDE
1177 | W 5TH AVE | 43212-2529 | Active | 32546 | WATTS | 919QT | RP | 0.750 | 54184 | IN BASEMENT BY WATER METER
1200 | W 5TH AVE | 43212-2503 | Due Install |  |  |  | RP | 1.000 | 3577481
1216 | W 5TH AVE | 43212-2501 | Active | 4943962 | WILKINS | 975XL2 | RP | 0.750 | 3577484 | AT THE METER
1230 | W 5TH AVE | 43212-2506 | Due Install |  |  |  | RP | 0.750 | 3577485
1233 | W 5TH AVE | 43212-2507 | Due Install |  |  |  | RP | 1.000 | 3577486 | NORTHEAST CORNER LOWER LEVEL
1245 | W 5TH AVE | 43212-2507 | Due Install |  |  |  | RP | 0.750 | 3577488
1250 | W 5TH AVE | 43212- | Due Install |  |  |  | RP | 1.000 | 3577489 | IN RESTROM OF BANK OF AMERICA
1257 | W 5TH AVE | 43212-2507 | Due Install |  |  |  | RP |  | 3577490
1307 | W 5TH AVE | 43212-2902 | Active | 67418 | WATTS | 919QT | RP | 1.000 | 98898 | STORAGE ROOM AT WATER METER
1312 | W 5TH AVE | 43212-2901 | Active | 37602 | WATTS | 919AQT | RP | 1.000 | 102874 | @ WATER METER
1319 | W 5TH AVE | 43212-2902 | Removed | 279933REM | WILKINS | 975XLBMS | RP | 1.500 | 54661 | AT WATER METER INSIDE FRONT OF BUILDING
1319 | W 5TH AVE | 43212-2902 | Removed | 281087REM | WILKINS | 975 | RP | 0.750 | 54662 | AT WATER METER IN FRONT OF BUILDING
1319 | W 5TH AVE | 43212-2902 | Active | 4766877 | WILKINS | 975XL | RP | 1.500 | 3646726 | AT METER
1327 | W 5TH AVE | 43212-2902 | Active | 2862527 | WILKINS | 975XL | RP | 1.000 | 3600234
1347 | W 5TH AVE | 43212-2902 | Active | 11237 | WATTS | 919QT | RP | 1.500 | 99272 | NE CLOSET AT WATER METER
1349 | W 5TH AVE | 43212-2902 | Active | 306192 | WATTS | LF009M2QT | RP | 1.000 | 3577496 | BASEMENT BY WATER METER IN CLOSET
1350 | W 5TH AVE | 43212-2962 | Removed | 74144 | WATTS | 009M2 | RP | 0.750 | 89517 | MECH ROOM NEAR CEILING
1350 | W 5TH AVE | 43212-2962 | Removed | 23414 | WATTS | 919AQT | RP | 0.750 | 99058 | MECHANIC ROOM BESIDE HOT WATER TANK
1350 | W 5TH AVE | 43212-2962 | Removed | REM4706914 | WILKINS | 975XL2 | RP | 2.000 | 3636775 | NORTH WALL CENTER OF BLDG METER IN CLOSET
1350 | W 5TH AVE | 43212-2962 | Active | YG-0242 | AMES | COLT 400 | RP | 4.000 | 3658159 | WATER PUMP ROOM ON WEST SIDE OF BUILDING
1350 | W 5TH AVE | 43212-2962 | Active | HC-91313 | WILKINS | 950XLD | DC | 0.750 | 3658161 | WATER PUMP ROOM ON WEST SIDE OF BUILDING
1350 | W 5TH AVE | 43212-2962 | LPS - Active |  |  |  | LST |  | 3658162 | FIRE PUMP - WATER PUMP ROOM ON WEST SIDE OF BUILDING
1350 | W 5TH AVE | 43212-2962 | LPS - Active |  |  |  | LPC |  | 3658163 | DOMESTIC PUMP - WATER PUMP ROOM ON WEST SIDE OF BUILDING
1350 | W 5TH AVE | 43212-2962 | Active | N-81235 | WILKINS | ZURN 350 | DCDA | 6.000 | 3658962 | WATER PUMP ROOM ON WEST SIDE OF BUILDING
1390 | W 5TH AVE | 43212-2901 | Active | ACD9300 | WILKINS | 975XL2 | RP | 1.500 | 89900 | IN KITCHEN AREA WEST WALL
1390 | W 5TH AVE | 43212-2901 | Not Required by DOW | 3327667 | WILKINS | 975XL | RP | 0.750 | 89901 | ABOVE CEILING IN KITCHEN AREA AT BACK WALL
1407 | W 5TH AVE | 43212 | Active | A151515 | WILKINS | 375 | RP | 0.750 | 102132 | IN THE MIDDLE OF THE BUILDING E SIDE
1416 | W 5TH AVE | 43212-2901 | Active | 08919 | WATTS | 009QT | RP | 1.500 | 54974 | IN MECHANICAL ROOM
1416 | W 5TH AVE | 43212-2901 | Not Required by DOW | 363223 | WATTS | 800M4FR | PVB | 0.750 | 3604068 | NW CORNER OF BUILDING OUTSIDE
1417 | W 5TH AVE | 43212-2963 | Active | 18658 | WATTS | 919QT | RP | 1.500 | 3577500 | S MECH RM @ METER
1451 | W 5TH AVE | 43212-2401 | Active | 127057 | WATTS | 007M2QT | DC | 0.750 | 55063 | S.E. CORNER OF BLDG
1451 | W 5TH AVE | 43212-2401 | Active | 3JM1384 | AMES | 3000SE | DCDA | 6.000 | 55064 | BACK OF BLDG, WATER METER ROOM
1451 | W 5TH AVE | 43212-2401 | Active | 559935 | WILKINS | 975XL | RP | 2.000 | 55065 | SOUTHEAST CORNER OF BUILDING - BY DOORS
1451 | W 5TH AVE | 43212-2401 | Removed | CZ344REM | CONBRACO | 4020802 | RP | 2.000 | 55066 | ***REMOVED*** FRONT ABOVE CEILING - MIDDLE OVER MONEY MACHINE
1456 | W 5TH AVE | 43212-2400 | Due Install |  |  |  | RP | 0.750 | 3577501 | N SIDE OFF KITCHEN
1458 | W 5TH AVE | 43212-2400 | Due Install | [5 empty] | 3577502
1495 | W 5TH AVE | 43212-2403 | Inactive | 234178REM | WATTS | 009QT | RP | 1.000 | 55150 | REAR OF BUILDING, UNDER STAIRS (StockRoom)
1495 | W 5TH AVE | 43212-2403 | Active | 234179 | WATTS | 009QT | RP | 1.000 | 55151 | REAR OF BUILDING UNDER STAIRS (Stockroom)
1500 | W 5TH AVE | 43212-2470 | Active | 4481758 | WILKINS | 975XL | RP | 1.000 | 90287 | FURNACE ROOM
1500 | W 5TH AVE | 43212-2470 | Due Install |  |  |  | RP |  | 3633443
1505 | W 5TH AVE | 43212-2403 | Active | 4899894XLTCU | WILKINS | 975XL2 | RP | 1.000 | 87212 | REAR OF STORE BY WATER METER
1512 | W 5TH AVE | 43212-2470 | Not Required by DOW | 03730 | WATTS | 919 | RP | 0.500 | 55262 | BEHIND ICE CREAM MACHINE
1512 | W 5TH AVE | 43212-2470 | Not Required by DOW | 03738 | WATTS | 919QT | RP | 0.750 | 55263 | BEHIND ICE CREAM MACHINE
1512 | W 5TH AVE | 43212-2470 | Active | 483572 | WATTS | LF009M3QT | RP | 0.750 | 3640954 | CENTER UNDER SINK AT WATER METER DAIRY QUEEN
1515 | W 5TH AVE | 43212-2403 | Active | 3176642 | WILKINS | 975XL | RP | 0.750 | 98022 | MECH ROOM BY METER
1521 | W 5TH AVE | 43212-2403 | Not Required by DOW |  |  |  | RP | 0.750 | 3577506
1524 | W 5TH AVE | 43212-2470 | Active | 132275 | WILKINS | 975XL | RP | 1.000 | 55306 | SOUTHWEST CORNER MECHANICAL ROOM
1550 | W 5TH AVE | 43212-2495 | Active | ABB00564 | WILKINS | 975XL2 | RP | 1.000 | 3577509 | BSMNT MECH ROOM AT WATER METER S/E CORNER
1576 | W 5TH AVE | 43212-2404 | Active | ACD9290 | WILKINS | 975XL2 | RP | 1.500 | 3650575 | NEXT TO METER EAST WALL
1576 | W 5TH AVE | 43212-2404 | Not Required by DOW | CFA1217 | WILKINS | 975XL2 | RP | 0.500 | 3650576 | EAST WALL
1579 | W 5TH AVE | 43212- | Active | 393299 | WATTS | 909QT | RP | 1.000 | 55450 | IN BASEMENT AT WATER METER
1593 | W 5TH AVE | 43212-2310 | Active | ALA36646 | WILKINS | 975XL3 | RP | 0.500 | 3577513 | UNDER SINK
1600 | W 5TH AVE | 43212-2311 | Inactive |  |  |  | RP |  | 3577515
1600 | W 5TH AVE | 43212-2311 | Not Required by DOW | [5 empty] | 3628049
1605 | W 5TH AVE | 43212-2364 | Not Required by DOW | 52306 | WATTS | LF009M3QT | RP | 0.750 | 3577517 | MECHANICAL ROOM IN UNIT 1607
1605 | W 5TH AVE | 43212-2364 | Not Required by DOW | 76362 | WATTS | LF009M3QT | RP | 0.750 | 3613797 | MECHANICAL ROOM IN UNIT 1607
1605 | W 5TH AVE | 43212-2364 | Active | ACE6037 | WILKINS | 975 | RP | 1.500 | 3644921 | CENTER DOOR HALLWAY NEXT TO 1613
1626 | W 5TH AVE | 43212-2311 | Active | 037080 | WILKINS | 975 | RP | 0.750 | 55652 | SE CORNER OF BLDG AT MTR IN STORAGE RM
1626 | W 5TH AVE | 43212-2311 | Due Install |  |  |  | RP | 1.500 | 3633448
1669 | W 5TH AVE | 43212-2315 | Active | 430322 | WATTS | LF009M3QT | RP | 0.750 | 55797 | UNDER CABINET BESIDE BREAK ROOM
1672 | W 5TH AVE | 43212-2316 | Active | 978627 | WATTS | LF800M4QT | PVB | 1.000 | 55804 | BACK W CORNER AT 1672 W FIFTH AVE GRANDVIEW
1692 | W 5TH AVE | 43212-2318 | Active | AOG4671 | WILKINS | 975 | RP | 1.500 | 3577524 | AT METER
1706 | W 5TH AVE | 43212 | Not Required by DOW | 78179 | WATTS | 919AQT | RP | 1.000 | 3654373 | BASEMENT
1706 | W 5TH AVE | 43212 | Active | 80340 | WATTS | 919AQT | RP | 1.000 | 3654413 | BASEMENT BY METER
1806 | W 5TH AVE | 43212-2321 | Active | 429266 | WATTS | 009 | RP | 0.750 | 3630302 | BASEMENT IN FRONT
1808 | W 5TH AVE | 43212-2321 | Active | 331840 | WATTS | 009 | RP | 1.000 | 3577542 | BASEMENT REAR
1811 | W 5TH AVE | 43212-2322 | Due Install |  |  |  | RP |  | 3577541
1812 | W 5TH AVE | 43212-2321 | Active | 138605 | WATTS | LF009 | RP | 1.500 | 3577543
1816 | W 5TH AVE | 43212-2321 | NULL | [5 empty] | 3577544
2109 | W 5TH AVE | 43212- | Active | 2109 | WATTS | 800 | PVB | 1.000 | 3577571 | FRONT OF UNIT B UNABLE TO READ SER# GAVE ADDRESS OF UNIT IT IS IN FRONT OF.
2200 | W 5TH AVE | 43215-1061 | Due Install |  |  |  | RP |  | 3577573
2300 | W 5TH AVE | 43215-1003 | Inactive | 191515REM | WATTS | 009M2QT | RP | 2.000 | 57908 | SOUTH SIDE OF BUILDING IN WATER METER ROOM
2323 | W 5TH AVE | 43204-4899 | Active | 109635 | AMES | 3000SS | DCDA | 4.000 | 57966 | MECH ROOM
2323 | W 5TH AVE | 43204-4899 | Active | 1149850 | WILKINS | 975 | RP | 1.500 | 57967 | MECH ROOM
2323 | W 5TH AVE | 43204-4899 | Active | 15938 | AMES | 2000B | DC | 0.750 | 57968 | IN MECH ROOM
2323 | W 5TH AVE | 43204-4899 | Not Required by DOW | 7330 | FEBCO | 765 | PVB | 0.750 | 57970 | SOUTH SIDE OF BUILDING-OUTSIDE
2323 | W 5TH AVE | 43204-4899 | Not Required by DOW | 34270 | WILKINS | 975 | RP | 0.750 | 99273 | BOILER ROOM
3000 | W 5TH AVE | 43204 | Active | 56385 | WATTS | 919AQT | RP | 1.000 | 3616990 | MECHANICAL ROOM
900 | W 5TH AVE UNIT FRONT | 43212-2634 | Active | 15150 | WATTS | 919AQT | RP | 1.500 | 101516 | CAR WASH MECHANICAL ROOM
900 | W 5TH AVE UNIT FRONT | 43212-2634 | Not Required by DOW | 18686 | WATTS | 919AQT | RP | 2.000 | 101517 | CAR WASH MECHANICAL ROOM
900 | W 5TH AVE UNIT FRONT | 43212-2634 | Not Required by DOW | T081673 | WILKINS | 720A | PVB | 0.750 | 101713 | S SIDE OF S BUILDING
900 | W 5TH AVE UNIT FRONT | 43212-2634 | Not Required by DOW | T197054 | WILKINS | 720A | PVB | 1.000 | 101714 | E SIDE
101 | W 6TH AVE | 43201-2705 | Not Required by DOW | [5 empty] | 3577999 | OR LEFT REAR (101)
251 | W 6TH AVE | 43201-2780 | Active | 4713046 | WILKINS | 975XL | RP | 1.500 | 3578015 | IN THE BASEMENT NORTHEAST CORNER AT METER. 1334 NEIL AVE
318 | W 6TH AVE | 43201-3172 | Active | T239449 | WILKINS | 720 | PVB | 0.750 | 3578023 | LEFT
360 | W 6TH AVE | 43201-3135 | Active | A047729 | WILKINS | 720A | PVB | 1.000 | 88527 | FRONT OF HOUSE
373 | W 6TH AVE | 43201-3134 | Active | AC9807 | FEBCO | 765 | PVB | 0.750 | 91916 | OUTSIDE WEST SIDE
406 | W 6TH AVE | 43201-3137 | Active | CB030176 | WILKINS | 720 | PVB | 0.750 | 3578047 | RIGHT SIDE OF HOUSE
981 | W 6TH AVE | 43212-2601 | Not Required by DOW | 1856601 | WILKINS | 975XL2 | RP | 0.750 | 3578059 | ABOVE MACHINE ON RIGHT IN DISTILLERY
981 | W 6TH AVE | 43212-2601 | Active | 4951331 | WILKINS | 975XL | RP | 0.750 | 3648579 | IN MAINT CLOSET NEXT TO METER IN 985
981 | W 6TH AVE | 43212-2601 | Not Required by DOW | ABB9792 | WILKINS | 975XL2 | RP | 0.750 | 3648600 | ABOVE CENTER MACHINE IN DISTILLERY
981 | W 6TH AVE | 43212-2601 | Not Required by DOW | ABB9805 | WILKINS | 975XL2 | RP | 0.750 | 3648601 | NEXT TO MACHINE ON LEFT IN DISTILLERY
105 | W 6TH AVE | 43212-2603 | Due Install |  |  |  | RP |  | 3578067
392 | W 7TH AVE | 43201-2608 | Active | 2760642 | WILKINS | 975XLBMS | RP | 0.750 | 95846 | BASEMENT
413 | W 7TH AVE | 43201-2607 | Active | T070804 | WILKINS | 720A | PVB | 0.750 | 101569 | REAR OF HOUSE
333 | W 8TH AVE | 43201-2386 | Active | 4393671 | WILKINS | 975 | RP | 2.000 | 3578677 | N MECH/LAUNDRY ROOM @ WATER METER
10 | W 9TH AVE | 43201 | Active | 20610 | WATTS | LF919QT | RP | 1.500 | 3616483 | SIDE OF BLDG IN HOT BOX BTWN UNITS
14 | W 9TH AVE | 43201- | Active | 4102455 | WILKINS | 975XL | RP | 1.500 | 3615109 | HOT BOX AT EAST CORNER OF BUILDING
29 | W 9TH AVE | 43201-2051 | Due Install |  |  |  | RP | 0.750 | 3578816
34 | W 9TH AVE | 43201 | Active | 30058 | WATTS | 919 | RP | 2.000 | 3624580
34 | W 9TH AVE | 43201 | Active | 1891350716 | AMES | 3000 | DCDA | 4.000 | 3624581
34 | W 9TH AVE | 43201 | Active | 76770 | AMES | 2000B | DC | 0.750 | 3624582
35 | W 9TH AVE | 43201-7005 | Due Install |  |  |  | RP | 0.750 | 3578818
99 | W BEAUMONT RD | 43214-2005 | Active | T295476 | WILKINS | 720A | PVB | 0.750 | 100098 | FRONT OF HOUSE
17 | W BEAUMONT RD | 43214-2008 | Active | T329013 | WILKINS | 720A | PVB | 0.750 | 3363236 | LEFT SIDE
62 | W BEECHWOLD BLVD | 43214-2009 | Active | T674874 | WILKINS | 720A | PVB | 1.000 | 69344 | NE CORNER
15 | W BEECHWOLD BLVD | 43214-2011 | Active | EAJ6006 | WILKINS | 720A | PVB | 1.000 | 99017 | BACK OF HOUSE
216 | W BEECHWOLD BLVD | 43214-2013 | Active | 247138 | WATTS | 800CMQT | PVB | 0.750 | 103375 | FRONT OF HOUSE
1 | W BRIDGE ST | 43017-1126 | Active | 22852 | WATTS | 009M2QT | RP | 1.500 | 53512 | AT WATER METER - JENI'S THRU E BATHROOM IN UTLTY CLOSET
1 | W BRIDGE ST | 43017-1127 | Active | 137472 | WATTS | 009M2QT | RP | 1.500 | 100595 | NW BSMNT UNDER RESTAURANT AT WATER METER 18 W BRIDGE ST
16 | W BRIDGE ST | 43017-1127 | Active | JF-1030 | AMES | COLT 300GV | DCDA | 4.000 | 100596 | NW BSMNT COMON AREA
16 | W BRIDGE ST | 43017-1127 | Active | 16026 | AMES | 2000BM3 | DC | 0.750 | 100597 | NW BSMNT COMON AREA
37 | W BRIDGE ST | 43017-2117 | Removed | 100010095REM | WATTS | 007QT | DC | 1.500 | 61494 | IN MECHANICAL ROOM
37 | W BRIDGE ST | 43017-2117 | Due Install |  |  |  | RP | 1.500 | 3656118 | IN MECHANICAL ROOM BACK HALLWAY. BLACK FOLDING DOORS
38 | W BRIDGE ST | 43017-6149 | Active | 240909 | WATTS | LF009M2QT | RP | 1.000 | 61798 | IREAR ROOM AT TURN UP...BY HOT WATER TANK.. MTR N FORD BOX
50 | W BRIDGE ST | 43017-1145 | Active | 218865 | WATTS | 009M2QT | RP | 1.000 | 65617 | SE OF BAR IN CABINET UNDER TABLE METER IN SIDEWALK
55 | W BRIDGE ST | 43017-1167 | Active | 2280794 | WILKINS | 975XLBMS | RP | 1.500 | 91063 | SE MECH/ELECTRIC ROOM AT WATER METER OUTSIDE DR
55 | W BRIDGE ST | 43017-1167 | Not Required by DOW | H23945 | FEBCO | 825Y | RP | 0.750 | 92883 | MECH ROOM BELOW/BEHIND WATER METER
80 | W BRIDGE ST | 43017-1145 | Removed | 118391REM | WATTS | 909HWQT | RP | 0.750 | 73139 | REMOVED-E SIDE OF BLDG BACK OF ROOM WITH OVERHEAD DOOR
80 | W BRIDGE ST | 43017-1145 | Not Required by DOW | 364105 | WATTS | 909QT | RP | 1.000 | 73140 | LOWER LEVEL BOILER ROOM
80 | W BRIDGE ST | 43017-1145 | Active | L60931 | WILKINS | 375 | RP | 3.000 | 101636 | INDIAN RUN CLOSET IN ROOM 113 AT WATER METER
81 | W BRIDGE ST | 43017 | Active | 563456 | WILKINS | 975XL | RP | 1.500 | 73301 | MID E MECH/BOILER ROOM AT WATER METER
81 | W BRIDGE ST | 43017 | Not Required by DOW | 439971 | WATTS | 909QT | RP | 0.750 | 100647 | MECHANIC ROOM BEHIND DOOR
14 | W BRIDGE ST | 43017- | Active | 346588 | WILKINS | 975 | RP | 1.000 | 55028 | MECHANICAL ROOM IN BASEMENT BEHIND BOILER
144 | W BRIDGE ST | 43017- | Due Install |  |  |  | RP | 2.000 | 3638136 | 1919 BLDG BSMNT MECH/BOILER ROOM AT WATER METER
144 | W BRIDGE ST | 43017- | Due Install |  |  |  | DCDA | 6.000 | 3638137 | 1919 BLDG BSMNT MECH/BOILER ROOM
150 | W BRIDGE ST | 43017-1163 | Active | 160745 | WATTS | 909 | RP | 4.000 | 55185 | SELLS EAST MECHANICAL ROOM AT WATER METER 12' HIGH
150 | W BRIDGE ST | 43017-1163 | Not Required by DOW | 360270 | WATTS | 909QT | RP | 0.750 | 55186 | IN THE MECHANICAL ROOM OF HOT WATER TANK-BOILER ROOM
150 | W BRIDGE ST | 43017-1163 | Not Required by DOW | 604430 | WATTS | 009QT | RP | 0.750 | 55187 | EAST SIDE OF BLDG MECHANICAL RM
150 | W BRIDGE ST | 43017-1163 | LPS - Active |  |  |  | LPC |  | 3638138 | DOMESTIC PUMP - SELLS MECH/BOILER ROOM
200 | W BRIDGE ST | 43017 | Active | 45376 | WATTS | LF919QT | RP | 1.000 | 56968 | BASEMENT AT METER DOWN STEPS AND TO THE LEFT. PAST MENS ROOM
201 | W BRIDGE ST | 43017-1144 | Active | 88492 | WATTS | LF919QT | RP | 0.750 | 3375337 | E WALL STORAGE AREA AT WATER METER
201 | W BRIDGE ST | 43017-1144 | Removed | 21377REM | WATTS | 800M4QT | PVB | 0.750 | 3624845 | REMOVED
215 | W BRIDGE ST | 43017-1144 | Not Required by DOW | 3117293 | WILKINS | 975XLBMS | RP | 0.750 | 57448 | SE CORNER OF MECH BLDG LOCATED AT W END OF CAR WASH
215 | W BRIDGE ST | 43017-1144 | Active | 194086 | WILKINS | 975XL | RP | 1.500 | 57449 | NW MECH ROOM AT WATER METER BY GAS MTRS
218 | W BRIDGE ST | 43017-1162 | Active | 259178 | WATTS | 909M1QT | RP | 1.500 | 57529 | INSIDE AIR COMPRESSOR RM NEXT TO WATER METER
221 | W BRIDGE ST | 43017-1143 | Active | ALA22711 | WILKINS | 975XL3 | RP | 0.750 | 3375339 | BACK MECH/FURN ROOM AT WATER METER
225 | W BRIDGE ST | 43017-1143 | Active | 61863 | AMES | 2000B | DC | 0.750 | 102721 | BY RISER BACK KITCHEN OF JASONS DELI
225 | W BRIDGE ST | 43017-1143 | Active | 1674741208 | AMES | 3000SS | DCDA | 3.000 | 103131 | BY RISER ... BACK KITCHEN OF JASONS DELI
225 | W BRIDGE ST | 43017-1143 | In Review |  |  |  | RP |  | 3639277
250 | W BRIDGE ST | 43017-2123 | Active | 70750 | WATTS | LF919QT | RP | 1.000 | 3375340 | LEFT OF FRONT ENTRANCE CLOSET UNDER STAIRS AT WATER METER
299 | W BRIDGE ST | 43017-1143 | Not Required by DOW | 37526 | WATTS | 008PCQT | SVB | 0.500 | 89318 | Donato's station
299 | W BRIDGE ST | 43017-1143 | Not Required by DOW | 31526 | WATTS | 008PCQT | SVB | 0.500 | 89322 | Deli
299 | W BRIDGE ST | 43017-1143 | Removed | REM16516 | WATTS | 800M2QT | PVB | 0.500 | 89323 | *****REMOVED*****Meat Dept. Cut room -floor cleaning station
299 | W BRIDGE ST | 43017-1143 | Removed | 26668REM | WATTS | 008PCQT | SVB | 0.500 | 89324 | ***REMOVED*** MEAT Dept. Sales
299 | W BRIDGE ST | 43017-1143 | Not Required by DOW | 39155 | WATTS | 008PCQT | PVB | 0.500 | 89325 | Produce back room
299 | W BRIDGE ST | 43017-1143 | Active | 2516052 | WILKINS | 975XL | RP | 1.500 | 90906 | N WALL UNDER STEPS E OF ENTRANCE BY TIME CLOCK AT WATER METER
299 | W BRIDGE ST | 43017-1143 | Not Required by DOW | 18423 | AMES | 4000SS | RP | 2.500 | 91843 | ABOVE FLORAL DISPLAY
299 | W BRIDGE ST | 43017-1143 | Active | 07020 | WATTS | 007QT | DC | 0.750 | 91844 | N WALL UNDER STAIRS E OF ENTRANCE
299 | W BRIDGE ST | 43017-1143 | Active | 154898 | AMES | 3000SS | DCDA | 6.000 | 91845 | RISER ROOM N WALL ROOM/CLOSET E OF ENTRANCE
299 | W BRIDGE ST | 43017-1143 | Not Required by DOW | 40048 | WATTS | 008PCQT | SVB | 0.500 | 93927 | AT SINK IN DELI
313 | W BRIDGE ST | 43017-2124 | Not Required by DOW | 4348264 | WILKINS | 975 | RP | 1.000 | 3375342 | 317 W BRIDGE -AT PVT METER S WALL
313 | W BRIDGE ST | 43017-2124 | Active | WD-1622 | AMES | COLT 400 | RP | 3.000 | 3632540 | VAULT IN FRONT OF 339... RP AND HOT BOX OUTSIDE REAR OF 339
313 | W BRIDGE ST | 43017-2124 | Not Required by DOW | 050084 | WATTS | 909 | RP | 1.000 | 3639419 | 333 W BRIDG ST - STAR IMAGING NEXT TO MOP SINK
339 | W BRIDGE ST | 43017-2124 | Not Required by DOW | 442935 | WATTS | 909QT | RP | 0.750 | 60567 | SW CORNER IN BASEMENT, 337 ADDRESS MCDONALDS
339 | W BRIDGE ST | 43017-2124 | Active | 4799599 | WILKINS | 975XL2 | RP | 2.000 | 3636921 | BSMNT E WALL AT WATER METER
370 | W BRIDGE ST | 43017 | Active | 3176486 | WILKINS | 975XL | RP | 1.000 | 61502 | S OF ACCESS RD OFF POST RD & US 33, NE OF BRIDGE & FRANTZ ALONG DEAD END
1 | W BROAD ST | 43215- | Active | L75728 | WILKINS | 375 | RP | 2.500 | 57224 | BASEMENT COMPRESSOR ROOM
1 | W BROAD ST | 43215-3418 | Active | 241279 | WATTS | 909 | RP | 6.000 | 53518 | BASEMENT IN CEILING
10 | W BROAD ST | 43215-3418 | Active | 881851 | WILKINS | 975XL | RP | 1.500 | 53519 | 26TH FLOOR IN MECH ROOM
10 | W BROAD ST | 43215-3418 | Active | 23040 | WATTS | 919QT | RP | 2.000 | 53520 | 26TH FL PENTHOUSE MECHANICAL ROOM
10 | W BROAD ST | 43215-3418 | Due Install |  |  |  | DC |  | 3635527 | COMBO METER NEEDS DC INSTALLED ON FIRE LEG
10 | W BROAD ST | 43215-3418 | LPS - Active |  |  |  | LPC |  | 3635528 | DOMESTIC PUMP -
10 | W BROAD ST | 43215-3418 | LPS - Active |  |  |  | LST |  | 3635529 | FIRE PUMP
10 | W BROAD ST | 43215-3418 | Active | 11061 | WATTS | 919LFQT | RP | 0.500 | 3639278 | 27TH FLOOR PENT HOUSE CEILING ABOVE CHEMICAL STATION
21 | W BROAD ST | 43215-4100 | Not Required by DOW | 390942 | WATTS | 909QT | RP | 0.750 | 57227 | PENTHOUSE BY BOILER ABOVE 11TH FLOOR
21 | W BROAD ST | 43215-4100 | Active | 50556 | WILKINS | ZURN | RP | 3.000 | 3638476 | BASEMENT
21 | W BROAD ST | 43215-4100 | Active | YP-0091 | AMES | COLT | DCDA | 6.000 | 3638477 | BASEMENT
21 | W BROAD ST | 43215-4100 | Active | 77615 | AMES | 2000BM3 | DC | 0.750 | 3658840 | BASEMENT
21 | W BROAD ST | 43215-4100 | LPS - Active |  |  |  | LST |  | 3659088 | FIRE PUMP - FIRE PUMP ROOM, BASEMENT
30 | W BROAD ST | 43215- | Active | 213918 | WATTS | 009M2PCQT | RP | 0.750 | 100666 | Basement boil rm-palace theater
30 | W BROAD ST | 43215- | Active | 21719 | Watts | 007M2 | DC | 0.750 | 3639659 | S/E BASEMENT
30 | W BROAD ST | 43215- | Active | 1163940217 | WATTS | 774 | DCDA | 6.000 | 3639660 | S/E BASEMENT
30 | W BROAD ST | 43215- | Active | WL-1142 | WATTS | 957 | RP | 3.000 | 3649922 | S/E BASEMENT
30 | W BROAD ST | 43215- | Due Install |  |  |  | DCDA | 6.000 | 3658733 | S/E BASEMENT
30 | W BROAD ST | 43215-2761 | Removed | 131412REM | WATTS | 009M2QT | RP | 2.000 | 59742 | REMOVED-GROUND FLOOR-RM 022-MECH ROOM ON CONCRETE COL-10' ABOVE FOOR
300 | W BROAD ST | 43215-2761 | Removed | 19086REM | WATTS | 009QT | RP | 1.000 | 59743 | REMOVED-MACH RM
300 | W BROAD ST | 43215-2761 | Removed | 332182REM | WATTS | 909M1QT | RP | 2.000 | 59744 | REMOVED-BOILER ROOM
300 | W BROAD ST | 43215-2761 | Active | 1911000217 | AMES | 3000SS | DCDA | 6.000 | 3628011 | 1st Floor Fire Sprinkler - Riser Room
300 | W BROAD ST | 43215-2761 | Active | 26324 | WATTS | 007M1PCQT | DC | 0.750 | 3628012 | 1st Floor Fire Sprinkler - Riser Room
300 | W BROAD ST | 43215-2761 | Active | RE-0668 | WATTS | 957 | RP | 3.000 | 3628013 | 1st Floor Fire Sprinkler - Riser Room
300 | W BROAD ST | 43215-2761 | Not Required by DOW | 015542 | WATTS | LF909 | RP | 2.000 | 3628053 | 1st Floor Mechanical Room North
300 | W BROAD ST | 43215-2761 | Not Required by DOW | 07580 | WATTS | LF909M1QT | RP | 1.500 | 3628054 | 1st Floor Mechanical Room North
300 | W BROAD ST | 43215-2761 | Not Required by DOW | 07767 | WATTS | LF909M1QT | RP | 1.500 | 3628055 | 1st Floor Mechanical Room North
300 | W BROAD ST | 43215-2761 | Not Required by DOW | 800097 | FEBCO | LF86OU | RP | 1.000 | 3638558 | Yard Pit NE of Fountain
333 | W BROAD ST | 43215-2738 | Not Required by DOW | 069436 | WATTS | LF009M2QT | RP | 2.000 | 60477 | NORTH END OF BUILDING OCEAN MECH ROOM
333 | W BROAD ST | 43215-2738 | Not Required by DOW | 005644 | WATTS | 909 | RP | 3.000 | 60478 | Boiler Room
333 | W BROAD ST | 43215-2738 | Not Required by DOW | 188125 | WATTS | 009QT | RP | 0.750 | 60479 | STAIRWELL-PUMP ROOM FOUNTAIN
333 | W BROAD ST | 43215-2738 | Active | 189777 | WATTS | 909 | RP | 4.000 | 60481 | ROOM 203-18
333 | W BROAD ST | 43215-2738 | Active | 208436 | WATTS | 909QTFDA | RP | 4.000 | 60482 | BOILER ROOM ON TOP
333 | W BROAD ST | 43215-2738 | Active | 2DN1973 | AMES | 2000SS | DC | 8.000 | 60483 | FIRE PUMP RM
333 | W BROAD ST | 43215-2738 | Not Required by DOW | 207280 | WATTS | 800M4QT | PVB | 1.000 | 87099 | CLOSET
333 | W BROAD ST | 43215-2738 | Not Required by DOW | 207315 | WATTS | 800M4QT | PVB | 1.000 | 87100 | JANITOR CLOSET
333 | W BROAD ST | 43215-2738 | Not Required by DOW | 210438 | WATTS | 909 | RP | 4.000 | 87101 | BOILER ROOM ON TOP BESIDE WALL boiler
333 | W BROAD ST | 43215-2738 | Not Required by DOW | 069436 | WATTS | 009M2QT | RP | 2.000 | 87527 | VISION SPACE MECH ROOM
379 | W BROAD ST | 43215 | Active | 440506 | WATTS | 909M1QT | RP | 2.000 | 93266 | BASEMENT NORTH WALL AREA
379 | W BROAD ST | 43215 | Active | 156119 | AMES | 3000SS | DCDA | 4.000 | 93331 | BASEMENT
379 | W BROAD ST | 43215 | Not Required by DOW | A59995 | WATTS | 009M3QT | RP | 0.750 | 93332 | BASEMENT
379 | W BROAD ST | 43215 | Not Required by DOW | G169988 | WILKINS | 720A | PVB | 0.750 | 96219 | EAST SIDE OF BLDG
379 | W BROAD ST | 43215 | Active | 34065 | AMES | 2000B | DC | 0.750 | 97009 | BASEMENT
400 | W BROAD ST | 43215-2760 | Due Install |  |  |  | RP | 0.750 | 3377133 | closet e side
433 | W BROAD ST | 43215 | Active | 11023450222 | AMES | 3000SS | DCDA | 6.000 | 3653722 | NE CORNER, NEXT TO RAILROAD TRUCK
433 | W BROAD ST | 43215 | Active | 32033 | WATTS | 007MQT | DC | 0.750 | 3653724 | NE CORNER NEXT TO RAILROAD TRACKS
433 | W BROAD ST | 43215 | Active | WH-1413 | WATTS | 957 | RP | 6.000 | 3654094 | N/E CORNER
452 | W BROAD ST | 43215 | Active | 17826 | WATTS | LF909 | RP | 6.000 | 3633503 | WATER RISER ROOM 142. AT WATER METER
452 | W BROAD ST | 43215 | Active | 1073981018 | AMES | 5000 | RPDA | 6.000 | 3636674 | MECH/RISER ROOM
452 | W BROAD ST | 43215 | Active | 14367 | AMES | 4000B | RP | 0.750 | 3636675 | MECH/ RISER ROOM
455 | W BROAD ST | 43215-2756 | Active | WG-2612 | AMES | 400 | RP | 4.000 | 3377135 | SW CORNER OF BUILDING MECHANICAL ROOM TRASH ROOM
455 | W BROAD ST | 43215-2756 | Active | 63139 | AMES | 2000BM3 | DC | 0.750 | 3654322 | SW CORNER OF BUILDING MECHANICAL ROOM
455 | W BROAD ST | 43215-2756 | Active | UK-0628 | AMES | COLT 300 AB | DCDA | 4.000 | 3654323 | SW CORNER OF BUILDING MECHANICAL ROOM
501 | W BROAD ST | 43215 | Active | 165256 | WATTS | LF009M2QT | RP | 2.000 | 3649008 | IN MECH ROOM AT METER
501 | W BROAD ST | 43215 | Active | 56000C | WILKENS | 375AST | RP | 6.000 | 3659566 | MECH ROOM E SIDE
501 | W BROAD ST | 43215 | Active | 1877531224 | AMES | 6 | DC | 6.000 | 3659567 | MECH ROOM E SIDE
501 | W BROAD ST | 43215 | LPS - Active |  |  |  | LPC |  | 3659647 | MECH ROOM E SIDE
524 | W BROAD ST | 43215 | Active | 1791071012 | AMES | 3000DCDA | DCDA | 6.000 | 3602768 | METER/MECHANICAL ROOM
524 | W BROAD ST | 43215 | Active | 20244 | WATTS | 007M1QT | DC | 0.750 | 3603643 | METER/MECHANICAL ROOM
524 | W BROAD ST | 43215 | Not Required by DOW | 3323111 | WILKINS | 975 | RP | 1.500 | 3603644 | METER/MECHANICAL ROOM AT WATER METER
524 | W BROAD ST | 43215 | Active | 27569 | WILKINS | 375 | RP | 4.000 | 3603645 | METER/MECHANICAL ROOM AT WATER METER
540 | W BROAD ST | 43215-2758 | Active | 439725 | WATTS | LF009M3QT | RP | 0.750 | 3377142 | BASEMENT AT METER
555 | W BROAD ST | 43215-2753 | Active | 262282 | WATTS | 909M1QT | RP | 1.500 | 67232 | NE IN SE OF SHOWROOM BSMNT AT WATER METER
555 | W BROAD ST | 43215-2753 | Removed | 339442REM | WATTS | 909QT | RP | 0.750 | 67233 | ***REMOVED*** NE CORNER OF PREP SHOP
555 | W BROAD ST | 43215-2753 | Due Install |  |  |  | DCDA |  | 3628205
567 | W BROAD ST | 43215-2709 | Active | 194561 | WATTS | LF009M2QT | RP | 2.000 | 3377143 | MECHANICAL ROOM EAST SIDE AT WATER METER
584 | W BROAD ST | 43215-2710 | Active | 08825 | WATTS | 919QT | RP | 0.750 | 3377148 | BASEMENT MECHANICAL ROOM
635 | W BROAD ST | 43215-2711 | Not Required by DOW |  |  |  | RP |  | 3377151
635 | W BROAD ST | 43215-2711 | Active | 12345B | WILKINS | 350AST | DCDA | 6.000 | 3635841 | IN BASEMENT NORTH SIDE OF PROPERTY
635 | W BROAD ST | 43215-2711 | Active | HC19571 | WILKINS | 950XL | DC | 0.750 | 3638396 | IN BASEMENT NORTH SIDE OF PROPERTY
642 | W BROAD ST | 43215-2750 | NULL | [5 empty] | 3377152
647 | W BROAD ST | 43215-2749 | NULL | [5 empty] | 3377153
726 | W BROAD ST | 43222-1417 | Due Install |  |  |  | RP | 0.750 | 3377155 | N/E CORNER
755 | W BROAD ST | 43222-1553 | Active | 432895 | WILKINS | 975XL | RP | 1.500 | 72120 | ABOVE CEILING BY BRIDGE DOORS - 2ND FLOOR
755 | W BROAD ST | 43222-1553 | Active | 5437 | FEBCO | 805 | DC | 0.750 | 72121 | FIRE PUMP ROOM
755 | W BROAD ST | 43222-1553 | Active | 7192G | WILKINS | 375ASTR | RP | 3.000 | 72122 | BESIDE WATER METER
755 | W BROAD ST | 43222-1553 | Active | 9412051041 | FEBCO | 856 | DCDA | 6.000 | 72123 | FIRE PUMP ROOM
755 | W BROAD ST | 43222-1553 | Not Required by DOW | 07328 | WATTS | 909QT | RP | 1.000 | 92242 | ABOVE WATER METER
770 | W BROAD ST | 43222-1419 | Inactive | 164901 | WATTS | 009M2QT | RP | 0.750 | 72568 | FRONT LAWN
770 | W BROAD ST | 43222-1419 | Inactive | 371485 | WILKINS | 720A | PVB | 1.000 | 72569 | FRONT YARD
770 | W BROAD ST | 43222-1419 | Under renovation | 412202 | WATTS | 909M1QT | RP | 1.250 | 72570 | BOILER ROOM
770 | W BROAD ST | 43222-1419 | Under renovation | 416306 | WATTS | 909M1QT | RP | 2.000 | 72571 | BOILER ROOM
770 | W BROAD ST | 43222-1419 | Due Install |  |  |  | RP | 6.000 | 3632650
815 | W BROAD ST | 43222-1464 | Active | 1474220106 | AMES | 3000SS | DCDA | 3.000 | 87750 | METER ROOM N.E. CORNER OF BLDG
815 | W BROAD ST | 43222-1464 | Active | 48551 | AMES | 2000B | DC | 0.750 | 87751 | METER ROOM N.E. CORNER OF BLDG
815 | W BROAD ST | 43222-1464 | Not Required by DOW | W208381 | WILKINS | 975XL | RP | 1.500 | 88869 | 1ST FOOR METER ROOM
815 | W BROAD ST | 43222-1464 | Active | W242361 | WILKINS | 975XL | RP | 2.000 | 88870 | 1ST FLOOR METER ROOM
815 | W BROAD ST | 43222-1464 | Removed | W352173REM | WILKINS | 975XL | RP | 0.500 | 98287 | REMOVED-UNDER SINK
830 | W BROAD ST | 43222-1421 | Due Install |  |  |  | RP | 1.500 | 3377157 | BY MTR N SIDE OF GARAGE
841 | W BROAD ST | 43222-1416 | Active | 1472072 | WILKINS | 975 | RP | 0.750 | 3377159 | AFTER DOMESTIC WATER METER
845 | W BROAD ST | 43222-1416 | Inactive |  |  |  | RP |  | 3377160
882 | W BROAD ST | 43222-1444 | Active | 4992415 | WILKINS | 975XL2 | RP | 1.000 | 3377162 | WATER METER, N WALL
891 | W BROAD ST | 43222-1418 | Removed | 140560 | WATTS | 009QT | RP | 0.750 | 74405 | BASEMENT SE CORNER UNDER STEPS
891 | W BROAD ST | 43222-1418 | Active | 2818 | CALEFFI | 574050A | RP | 0.75 | 3656347 | BASEMENT UNDER STEPS
894 | W BROAD ST | 43222-1444 | Active | 85505 | WATTS | 009M2QT | RP | 1.500 | 74412 | IN KITCHEN BY WATER METER
897 | W BROAD ST | 43222-1418 | Active | 2810 | CALEFFI | 574050A | RP | 0.750 | 3377163 | S/W CORNER
900 | W BROAD ST | 43222- | Active | 252533 | WATTS | LF009M3QT | RP | 0.750 | 3377165 | STORAGE ROOM
900 | W BROAD ST | 43222- | Due Install |  |  |  | DCDA | 4.000 | 3639652 | GARAGE
910 | W BROAD ST | 43222-1444 | Active | 252554 | WATTS | LF009M3QT | RP | 0.750 | 3377164 | N/E CORNER NEXT TO DISHWASHER
914 | W BROAD ST | 43222-1444 | Active | ABT6755 | WILKINS | 975XL2 | RP | 0.750 | 74574 | IN BASEMENT NORTHEAST CORNER AT WATER METER
958 | W BROAD ST | 43222-1445 | Due Install |  |  |  | RP | 0.750 | 3377171 | BASEMENT UNDER STEPS
100 | W BROAD ST | 43222-1446 | Active | 103601 | WATTS | 919QT | RP | 0.750 | 3377177 | IN STORE BEHIND WALL W PEG BOARD
1034 | W BROAD ST | 43222- | Due Install |  |  |  | RP | 0.750 | 3377182
1042 | W BROAD ST | 43222 | Active | HC53378 | WILKINS | 950XLD | DC | 0.750 | 3655819 | RISER ROOM N SIDE
1042 | W BROAD ST | 43222 | Active | V58652 | WILKINS | 350ADA | DCDA | 4.000 | 3655820 | RISER ROOM N SIDE
1042 | W BROAD ST | 43222 | Active | 43430 | WATTS | LF919XL2 | RP | 2.000 | 3655834 | RISER ROOM N SIDE
1043 | W BROAD ST | 43222- | Not Required by DOW | 295590 | WATTS | 800M4QT | PVB | 0.750 | 88556 | SOUTH END OF BUILDING BEHIND LOCKED GATE BY DUMPSTERS
1043 | W BROAD ST | 43222- | Active | A00018 | WATTS | 009QT | RP | 1.000 | 88868 | MECH ROOM AT WATER ROOM
1080 | W BROAD ST | 43222-1441 | Active | 185577 | WATTS | 909QTFDA | RP | 3.000 | 96276 | BASEMENT NORTH MECH ROOM
1080 | W BROAD ST | 43222-1441 | Active | 58409 | WATTS | 007QT | DC | 0.500 | 96368 | BASEMENT SOUTH WALL
1080 | W BROAD ST | 43222-1441 | Active | 141884 | WATTS | 709QT-FDA | DC | 6.000 | 96369 | BASEMENT SOUTH WALL
1080 | W BROAD ST | 43222-1441 | Active | 291881 | WATTS | 800M4QT | PVB | 0.750 | 96370 | NORTH END EAST BAY
1080 | W BROAD ST | 43222-1441 | Active | 086073 | WATTS | 800M4QT | PVB | 0.750 | 96371 | SOUTH END EAST BAY
1080 | W BROAD ST | 43222-1441 | Active | 291931 | WATTS | 800M4QT | PVB | 0.750 | 96372 | SOUTH END OF WEST BAY
1080 | W BROAD ST | 43222-1441 | Active | 291864 | WATTS | 800M4QT | PVB | 0.750 | 96373 | NORTHEND WEST BAY
1080 | W BROAD ST | 43222-1441 | Active | 11257 | WATTS | 919QT | RP | 2.000 | 96374 | BASEMENT NORTH MECH ROOM
1080 | W BROAD ST | 43222-1441 | Active | 302213 | WATTS | 800M4QT | PVB | 0.750 | 96375 | CENTER OF EAST BAY
1091 | W BROAD ST | 43222-1449 | Active | 4840554 | WILKINS | 975XL | RP | 0.750 | 3377185 | rest room behind cabinet
1131 | W BROAD ST | 43222 | Active | WA-2830 | WILKINS | 975 | RP | 3.000 | 3649078 | MECH ROOM AT METER
1131 | W BROAD ST | 43222 | Active | 23166B | WILKINS | 350ASTDA | DCDA | 6.000 | 3649079 | MECH ROOM AT FIRE RISER
1131 | W BROAD ST | 43222 | Active | HC45777 | WILKINS | 950XLT | DC | 0.750 | 3649080 | MECH ROOM AT FIRE RISER - 3/4" SIDE CAR
1160 | W BROAD ST | 43222- | Active | 21829 | WATTS | 919QT | RP | 1.500 | 3377190 | FRONT MECHANICAL CLOSET
1184 | W BROAD ST | 43222-1319 | Active | 178361 | WATTS | LF009M3QT | RP | 0.750 | 3377194
1187 | W BROAD ST | 43222-1318 | Active | ALA50289 | WILKINS | 975XL3 | RP | 0.750 | 3377195
1205 | W BROAD ST | 43222-1318 | Active | ALA52293 | WILKINS | 975XL | RP | 0.750 | 3377197 | S WALL BY BACK DOOR
1206 | W BROAD ST | 43222-1319 | Active | 110666 | WATTS | LF009M2QT | RP | 1.000 | 3604336 | NE CORNER OF BASEMENT (RIGHT SIDE OF DUPLEX) AT WATER METER.
1245 | W BROAD ST | 43222-1359 | Not Required by DOW |  |  |  | RP | 1.000 | 3377201
1256 | W BROAD ST | 43222 | Active | 18313 | WATTS | 919QT | RP | 1.500 | 3605886 | BASEMENT BOTTOM OF STAIRS
1278 | W BROAD ST | 43222-1362 | Active | 4689707 | wilkins | 975XL2 | RP | 0.750 | 3377207 | mtr in basement
1318 | W BROAD ST | 43222-1321 | Due Install |  |  |  | RP | 0.750 | 3377216
1325 | W BROAD ST | 43222-1320 | Due Install |  |  |  | RP | 0.750 | 3377217
1350 | W BROAD ST | 43222- | Active | 65062 | WATTS | 919QT | RP | 1.000 | 3639525 | AT WATER METER
1350 | W BROAD ST | 43222- | Not Required by DOW | 74759 | WATTS | 919QT | RP | 0.750 | 3639526 | AT WATER METER FOR IRRIGATION
1385 | W BROAD ST | 43222-1012 | Active | 4663857 | WILKINS | 975 | RP | 0.750 | 3377220
1435 | W BROAD ST | 43222-1033 | Active | 02957 | WATTS | 007M2QT | DC | 1.50 | 55021 | MECHANICAL ROOM
1435 | W BROAD ST | 43222-1033 | Active | AL7096 | FEBCO | 825Y | RP | 0.750 | 55022 | MECHANICAL ROOM WEST SIDE OF BUILDING
1435 | W BROAD ST | 43222-1033 | Active | 139277 | WATTS | LF009M2QT | RP | 1.500 | 3636656
1450 | W BROAD ST | 43222-1007 | Active | 087700 | WATTS | 009M2QT | RP | 1.500 | 88713 | S.E. CORNER OF BLDG
1451 | W BROAD ST | 43222-1033 | Active | 30959 | WATTS | 007M2QT | DC | 1.500 | 55067 | AT METER IN MECHANICAL ROOM
1451 | W BROAD ST | 43222-1033 | Active | 316334 | WATTS | 909M1QT | RP | 2.000 | 55068 | BESIDE METER MECHANICAL ROOM
1451 | W BROAD ST | 43222-1033 | Not Required by DOW | 84618 | FEBCO | 825Y | RP | 1.000 | 55069 | BESIDE METER MECHANICAL ROOM
1469 | W BROAD ST | 43222-1000 | Active | 205837 | WATTS | 009M1QT | RP | 2.000 | 55095 | SOUTH WALL AT WATER METER
1485 | W BROAD ST | 43222-1000 | Due Install |  |  |  | RP | 0.750 | 3377227
1499 | W BROAD ST | 43222-1000 | Active | HO26048 | WILKINS | 975XLBMS | RP | 0.750 | 55156 | IN JANITOR CLOSET AT WATER METER
1503 | W BROAD ST | 43222-1000 | Due Install |  |  |  | RP | 0.750 | 3377230 | MTR IN BACK BATHROOM UNDER SINK
1515 | W BROAD ST | 43222-1000 | Due Install |  |  |  | RP | 1.000 | 3377234 | S/E CORNER STOCKROOM
1515 | W BROAD ST | 43222-1000 | Due Install |  |  |  | DCDA | 4.000 | 3652267 | S/E CORNER STOCKROOM
1539 | W BROAD ST | 43222-1043 | Active | w069443 | WILKINS | 975 | RP | 1.500 | 55333 | BY MTR N SIDE
1539 | W BROAD ST | 43222-1043 | Removed | 086336REM | WILKINS | 950XL | DC | 1.500 | 87395 | REMOVED-ROOM 199 ABOVE CEILING
1555 | W BROAD ST | 43222-1043 | Removed | 130978REM | WATTS | 009QT | RP | 0.500 | 55397 | REMOVED - ICE MACHINES
1555 | W BROAD ST | 43222-1043 | Removed | 24079REM | WATTS | 009QT | RP | 1.000 | 55398 | REMOVED - SOUTH WALL AT CO2 TANK
1559 | W BROAD ST | 43222-1043 | Active | UC-1799 | AMES | 400 | RP | 6.000 | 3377241 | IN HOTBOX N OF BROAD ST AT ISLAND BETWEEN MCDONALDS AND TACO BELL
1563 | W BROAD ST | 43222-1043 | Not Required by DOW | W299598 | WILKINS | 975XL | RP | 1.000 | 55416 | IN MECH ROOM AFTER MAIN BACKFLOW
1563 | W BROAD ST | 43222-1043 | Active | 32709 | WATTS | 007QT | DC | 1.500 | 55417 | IN MECH ROOM
1563 | W BROAD ST | 43222-1043 | Active | A317546 | WILKINS | 375XL | RP | 1.500 | 55418
1563 | W BROAD ST | 43222-1043 | Removed | 31567REM | WATTS | 007M2QT | DC | 1.500 | 103848 | REMOVED-UTILITY CLOSET BY EAST DOOR
1563 | W BROAD ST | 43222-1043 | Removed | 150034REM | FEBCO | 825Y | RP | 1.000 | 103849 | REMOVED-UTILITY CLOSET BY EAST DOOR
1589 | W BROAD ST | 43222-1043 | Active | 20092 | WATTS | 800QT | PVB | 1.500 | 55484 | AT METER SET
1589 | W BROAD ST | 43222-1043 | Active | 442940 | WATTS | 909QT | RP | 0.750 | 55485 | AT METER SET
1589 | W BROAD ST | 43222-1043 | Removed | REM68750 | WATTS | 800QT | PVB | 1.500 | 3613230 | Backflow has been removed
1589 | W BROAD ST | 43222-1043 | Due Install |  |  |  | RP | 1.500 | 3657390 | AT METER SET
1601 | W BROAD ST | 43222-1054 | Removed | REM161300 | WATTS | 009M1QT | RP | 1.500 | 55569 | REMOVED - MAINTENANCE BUILDING
1601 | W BROAD ST | 43222-1054 | Inactive | 2256944 | WATTS | 909M1QT | RP | 2.000 | 55570 | BOILER ROOM (REHAB BLDG)
1601 | W BROAD ST | 43222-1054 | Not Required by DOW | 2KK0258 | AMES | 2000SS | DC | 4.000 | 55571 | IN THE CLOSET CARLSON BUILDING SW EXIT
1601 | W BROAD ST | 43222-1054 | Not Required by DOW | 30359 | WATTS | 919QT | RP | 2.000 | 55572 | DIETARY BUILDING BOILER ROOM #115
1601 | W BROAD ST | 43222-1054 | Not Required by DOW | 289084 | WATTS | 909QT | RP | 0.750 | 55573 | BOILER ROOM -- ADMIN BLDG
1601 | W BROAD ST | 43222-1054 | Not Required by DOW | 290090 | WATTS | 909QT | RP | 0.750 | 55574 | BOILER ROOM - 1760 SULLIVANT
1601 | W BROAD ST | 43222-1054 | Not Required by DOW | 323771 | WATTS | 909M1QT | RP | 2.000 | 55575 | BSMT OF 1810 AT POOL EQUIP
1601 | W BROAD ST | 43222-1054 | Not Required by DOW | 330537 | WILKINS | 975XL | RP | 0.750 | 55576 | DIETARY BUILDING BOILER ROOM #115
1601 | W BROAD ST | 43222-1054 | Not Required by DOW | 13002 | AMES | 4000BM2 | RP | 0.750 | 55577 | BOILER ROOM 1771 PARKSIDE FIXTURE PROTECTION (BOILER)
1601 | W BROAD ST | 43222-1054 | Not Required by DOW | ALA23952 | WILKINS | 975XL3 | RP | 0.750 | 55578 | BOILER ROOM CARLSON BUILDING
1601 | W BROAD ST | 43222-1054 | Active | 4HM1839 | AMES | 4000SS | RP | 10.000 | 55579 | WEST METER HOUSE BEHIND MAINT BLDG BY ALLEY
1601 | W BROAD ST | 43222-1054 | Not Required by DOW | 44066 | WATTS | 009QT | RP | 0.750 | 55581 | 360 BUILDING BOILER ROOM (CEDAR GROVE)
1601 | W BROAD ST | 43222-1054 | Not Required by DOW | A06122 | WILKINS | 950 | DC | 4.000 | 55582 | MECHANICAL ROOM IN DIETARY BUILDING
1601 | W BROAD ST | 43222-1054 | Not Required by DOW | 95818 | WATTS | 009QT | RP | 1.000 | 55583 | BASEMENT OF 1800 SULLIVANT AT POOL EQUIPMENT
1601 | W BROAD ST | 43222-1054 | Not Required by DOW | F0210251442 | FEBCO | 870 | DC | 4.000 | 55584 | WAREHOUSE ON EAST WALL =- 349 TOWNSEND
1601 | W BROAD ST | 43222-1054 | Not Required by DOW | W104475 | WILKINS | 975XL | RP | 0.750 | 55585 | BOILER ROOM 1700 BLDG
1601 | W BROAD ST | 43222-1054 | Not Required by DOW | W109147 | WILKINS | 975XL | RP | 2.000 | 55586 | DIETARY BUILDING
1601 | W BROAD ST | 43222-1054 | Not Required by DOW | W126016 | WILKINS | 975XL | RP | 0.750 | 55587 | BOILER ROOM 1720 BUILDING
1601 | W BROAD ST | 43222-1054 | Not Required by DOW | W126018 | WILKINS | 975XL | RP | 0.750 | 55588 | BOILER ROOM 1740 BUILDING
1601 | W BROAD ST | 43222-1054 | Not Required by DOW | 38380 | WILKINS | 375AST | RP | 3.000 | 89340 | CARLSON BUILDING BOILER ROOM
1601 | W BROAD ST | 43222-1054 | Not Required by DOW | 608136 | WATTS | 909HWQT | RP | 0.750 | 89397 | MACH ROOM #208 BASEMENT OF 1810 BUILDING
1601 | W BROAD ST | 43222-1054 | Not Required by DOW | 157111 | AMES | 2000SS | DC | 4.000 | 92668 | MECH ROOM 002
1601 | W BROAD ST | 43222-1054 | Not Required by DOW | 178595 | WATTS | 909QTFDA | RP | 3.000 | 96149 | MECH ROOM 002
1601 | W BROAD ST | 43222-1054 | Not Required by DOW | 01118N | CONBRACO | 40204T2 | RP | 0.750 | 99576 | BROADVIEW BOILER ROOM #001
1601 | W BROAD ST | 43222-1054 | Not Required by DOW | 786031117 | AMES | 2000SS | DC | 3.000 | 3621457 | Basement Admin Bldg Sprinkler System
1620 | W BROAD ST | 43223-1202 | Under renovation | 4799611 | WILKINS | 975XL2 | RP | 2.000 | 55637 | BOILER RM TRAFFIC MAINTENANCE SHOP, 1606 W BROAD ST
1620 | W BROAD ST | 43223-1202 | Under renovation | 229472 | WILKINS | 975 | RP | 1.500 | 55638 | OCB Conference Room, 1610 W BROAD ST
1620 | W BROAD ST | 43223-1202 | Under renovation | L29064 | WILKINS | 375 | RP | 3.000 | 55644 | CENTRAL GARAGE NE CORNER BY OVERHEAD DOOR
1620 | W BROAD ST | 43223-1202 | Under renovation | B08185 | WILKINS | 975 | RP | 4.000 | 55645 | SW CORNER BOILER ROOM, 1600 W BROAD ST
1620 | W BROAD ST | 43223-1202 | Under renovation | 84656 | WATTS | 009M2QT | RP | 1.500 | 91002 | TANK ROOM, NEXT TO BOILER RM TEST LAB, 1600 W BROAD ST
1620 | W BROAD ST | 43223-1202 | Under renovation | 537237 | WATTS | 909QT | RP | 0.750 | 94473 | STRUCT STEEL LAB RM 1123-112, 1600 W BROAD ST
1620 | W BROAD ST | 43223-1202 | Under renovation | 84657 | WATTS | 009M2QT | RP | 1.500 | 94474 | CHILLED WATER ROOM -1600 W BROAD 8' LADDER
1620 | W BROAD ST | 43223-1202 | Under renovation | 78355 | WATTS | 919QT | RP | 1.000 | 3611813 | 1602 ROOM 1181 NORTH SIDE BOILER ROOM 8' LADDER
1620 | W BROAD ST | 43223-1202 | Under renovation | 004411 | WATTS | 909M1HWQT | RP | 2.000 | 3611814 | 1600 TEST LAB BOILER ROOM WEST 8' LADDER
1620 | W BROAD ST | 43223-1202 | Under renovation | 425527 | WATTS | 909M1PCHWQT | RP | 1.500 | 3611815 | LTD AREA SPRINKLER SYS, 1ST FL ABOVE CEILING IN FRONT OF FREIGHT ELEVATOR
1620 | W BROAD ST | 43223-1202 | Under renovation | 1041171007 | AMES | 5000 | RPDA | 6.000 | 3611816 | SIGN SHOP NORTH MECH RM
1620 | W BROAD ST | 43223-1202 | Under renovation | 09504 | AMES | 4000B | RP | 0.750 | 3611817 | SIGN SHOP NORTH MECH RM
1620 | W BROAD ST | 43223-1202 | Under renovation | 02475 | WATTS | 009M2-FP | RP | 1.250 | 3613693 | BOILER ROOM 1600 W BROAD ST. JUST IN DOOR 8' LADDER
1620 | W BROAD ST | 43223-1202 | Due Install |  |  |  | RP | 8.000 | 3628122 | AT METER VAULT
1775 | W BROAD ST | 43223-1242 | Active | HD18316 | FEBCO | 765 | PVB | 0.750 | 56108 | REAR OF BUILDING
1775 | W BROAD ST | 43223-1242 | Due Install |  |  |  | RP | 4.000 | 3636632 | MTR PIT
1887 | W BROAD ST | 43223- | Active | WE-0282 | AMES | 400 | RP | 4.000 | 3603716 | GLENWOOD REC CENTER POOL, HOT BOX
1960 | W BROAD ST | 43223-1206 | Not Required by DOW | L09254 | WILKINS | 375 | RP | 6.000 | 90590 | BASEMENT KOSAR MECH ROOM SOUTH WALL
1960 | W BROAD ST | 43223-1206 | Not Required by DOW | 173953 | WATTS | 709 | DC | 4.000 | 90594 | KOSAR BLDG DRY STORAGE
1960 | W BROAD ST | 43223-1206 | Not Required by DOW | WK-0498 | WATTS | 957 | RP | 3.000 | 90595 | KOSAR BLDG DRY STORAGE
1960 | W BROAD ST | 43223-1206 | Removed | 411320REM | WATTS | 909QT | RP | 0.750 | 90597 | KOSAR BLDG MECH ROOM #B153 ABOVE WATER HEATER
1960 | W BROAD ST | 43223-1206 | Not Required by DOW | 164802 | WATTS | 709 | DC | 4.000 | 97109 | 2150 W BROAD, RISER ROOM
1960 | W BROAD ST | 43223-1206 | Not Required by DOW | 9830 | WATTS | 009M2-FP | RP | 1.000 | 100527 | 2150 W BROAD, BOILER/MECHANICAL ROOM
1960 | W BROAD ST | 43223-1206 | Active | RK-1193 | WATTS | 957 | RP | 10.000 | 3629402 | HOT BOX ALONG WEST BROAD
1989 | W BROAD ST | 43223-1101 | Active | 95848 | WATTS | LF919QT | RP | 0.750 | 3377248
2115 | W BROAD ST | 43223- | Active | 31170 | WATTS | 919AQT | RP | 0.750 | 57340 | UNDER SINK IN MEN'S RESTROOM - 2141 W BROAD
2130 | W BROAD ST | 43223-1167 | Active | 12471 | WATTS | 007M1QT | DC | 0.750 | 97579 | meter pit at corner of Glenview and Wheatland
2130 | W BROAD ST | 43223-1167 | Active | 186475 | WATTS | 909 | RP | 3.000 | 97614 | mech room west side of building
2130 | W BROAD ST | 43223-1167 | Active | 112481 | WATTS | 774DCDA | DCDA | 6.000 | 97615 | meter pit at corner of Glenview and Wheatland
2193 | W BROAD ST | 43223- | Active | ALA52804 | WILKINS | 975XL3 | RP | 0.750 | 3377260 | BUILDING ADDRESS IS 2165 W BROAD ST S/E CORNER
2211 | W BROAD ST | 43223-1038 | Due Install |  |  |  | RP | 0.750 | 3377261
2250 | W BROAD ST | 43223-1039 | Not Required by DOW | 103150 | WATTS | 709 | DC | 2.500 | 57775 | BASEMENT NEXT TO WATER METER
2250 | W BROAD ST | 43223-1039 | Active | A01335 | WILKINS | 950 | DC | 4.000 | 57776 | BASEMENT MECH ROOM AT WATER METER
2250 | W BROAD ST | 43223-1039 | Active | XB-2730 | AMES | COLT 200 | DC | 2.500 | 3655023 | BASEMENT MECH ROOM AT WATER METER
2250 | W BROAD ST | 43223-1039 | Active | 72574 | AMES | 2000BM3 | DC | 0.750 | 3655024 | BASEMENT MECH ROOM AT WATER METER
2283 | W BROAD ST | 43204-3741 | In Review | [5 empty] | 3377269
2294 | W BROAD ST | 43223- | Not Required by DOW | 3103677 | WILKINS | 975XLBMS | RP | 1.000 | 97724 | mechanical room
2294 | W BROAD ST | 43223- | Active | 188199 | WATTS | 909QTFDA | RP | 3.000 | 97780 | mechanical room after water meter
2294 | W BROAD ST | 43223- | Active | 13502 | WATTS | 007SSQT | DC | 0.750 | 98278 | MECH ROOM
2294 | W BROAD ST | 43223- | Active | 1127351008 | WATTS | 774X | DCDA | 6.000 | 98279 | MECH ROOM
2305 | W BROAD ST | 43204-3741 | Active | 10536 | WATTS | 919AQT | RP | 1.500 | 57914 | LAUNDRY RM
2357 | W BROAD ST | 43204-3745 | Due Install |  |  |  | RP | 0.750 | 3377277
2383 | W BROAD ST | 43204-3745 | Active | 3778183 | WILKINS | 975 | RP | 0.750 | 3377283 | BACK ROOM NEXT TO METER
2386 | W BROAD ST | 43204-3939 | Due Install |  |  |  | RP | 0.750 | 3377281 | MTR IN BASEMENT OF TATTOO SHOP
2396 | W BROAD ST | 43204-3747 | Due Install |  |  |  | RP | 0.750 | 3377284
2475 | W BROAD ST | 43204-3750 | Active | 5388 | WATTS | 009QT | RP | 0.750 | 58414 | 12 S TERRACE AVE, IN THE BASEMENT MECH ROOM, ABOVE
2482 | W BROAD ST | 43204- | Active | ALA28002 | WILKENS | 975XL3 | RP | 1.000 | 3377298 | BASEMENT
2516 | W BROAD ST | 43204-3321 | Active | 103669 | WATTS | LF919AQT | RP | 0.750 | 3377305 | BASEMENT @ WATER METER N/W CORNER
2532 | W BROAD ST | 43204- | Under renovation | [5 empty] | 3377309
2541 | W BROAD ST | 43204-3324 | Active | W097211 | WILKINS | 975XLBMS | RP | 0.750 | 58590 | IN RESTROOM AT SE CORNER OF BLDG AT METER LOCATION
2585 | W BROAD ST | 43204-3327 | Due Install |  |  |  | RP | 0.750 | 3377316
2603 | W BROAD ST | 43204-3327 | NULL | [5 empty] | 3377319
2615 | W BROAD ST | 43204-3327 | Active | 184338 | WATTS | 909QT | RP | 0.750 | 58768 | BASEMENT MECH ROOM ABOVE CHILLED WATER PUMPS
2615 | W BROAD ST | 43204-3327 | Active | 4742106 | WATTS | 909QT | RP | 0.750 | 58769 | BASEMENT BOILER ROOM
2615 | W BROAD ST | 43204-3327 | Due Install |  |  |  | RP | 3.000 | 3636549
2693 | W BROAD ST | 43204-3331 | Active | 239418 | WILKINS | 975 | RP | 0.750 | 58969 | NE SIDE OF BASEMENT AT METER
2693 | W BROAD ST | 43204-3331 | Active | W336562 | WILKINS | 975XL | RP | 0.750 | 58970 | NW SIDE OF BASEMENT AFTER METER
2700 | w broad st |  | Active | YD-0004 | AMES | COLT 400 | RP | 4.000 | 3657597
2744 | W BROAD ST | 43204-3336 | Removed | 262770REM | WATTS | 909QT | RP | 1.000 | 59159 | BASEMENT BOILER ROOM - West Broad E.S.
2744 | W BROAD ST | 43204-3336 | Due Install |  |  |  | RP | 1.500 | 3639476 | CLASSROOM MIDDLE SOUTH
2770 | W BROAD ST | 43204-2641 | Active | 107794 | AMES | 3000SS | DCDA | 6.000 | 59258 | NW CORNER OF STORAGE ROOM
2770 | W BROAD ST | 43204-2641 | Not Required by DOW | 37072 | WILKINS | 720A | PVB | 1.000 | 59259 | AT NW SIDE OF BUILDING AT WATER METER
2770 | W BROAD ST | 43204-2641 | Active | 46356 | WATTS | 007QT | DC | 0.750 | 59260 | NW CORNER OF STORAGE ROOM
2770 | W BROAD ST | 43204-2641 | Active | 53878 | WATTS | 009M2QT | RP | 1.500 | 59261 | AT NW SIDE OF BUILDING AT WATER METER
2770 | W BROAD ST | 43204-2641 | Removed | REM576069 | WATTS | 909QT | RP | 0.750 | 59262 | REMOVED-IN PHOTO LAB
2805 | W BROAD ST | 43204-2643 | Active | 05091 | AMES | 2000B | DC | 1.500 | 59352 | METER ROOM
2805 | W BROAD ST | 43204-2643 | Active | 72187 | WATTS | 009M2QT | RP | 1.000 | 59353 | UTILITY ROOM
2865 | W BROAD ST | 43204-2643 | Active | 4311711 | WILKINS | 975XL | RP | 2.000 | 59465 | FRONT, EAST SIDE WATER ROOM
2865 | W BROAD ST | 43204-2643 | Removed | AS358REM | CONBRACO | 40204A2 | RP | 0.750 | 59466 | REMOVED - NE SPRINKLER ROOM FRONT OF STORE
2865 | W BROAD ST | 43204-2643 | Active | 14047 | AMES | 4000B | RP | 0.750 | 59467 | FRT EAST END UTILITY RM
2865 | W BROAD ST | 43204-2643 | Active | 1070221216 | AMES | 5000 | RPDA | 6.000 | 3607923 | OUTSIDE RISER ROOM
2866 | W BROAD ST | 43204- | Due Install |  |  |  | RP | 0.750 | 3377339
2880 | W BROAD ST | 43204-2645 | Not Required by DOW | 228186 | WILKINS | 420 | PVB | 1.000 | 59498 | MECH ROOM
2880 | W BROAD ST | 43204-2645 | Active | 4320091 | WILKINS | 975 | RP | 1.500 | 59499 | AT WATER METER
2880 | W BROAD ST | 43204-2645 | Not Required by DOW | 193 | WATTS | 995 | RP | 0.750 | 59500 | MECH ROOM
2930 | W BROAD ST | 43204-2648 | Active | ABA63451 | WILKINS | 975XL2 | RP | 0.750 | 3377346 | ABOVE BOILERS IN BASEMENT
2970 | W BROAD ST | 43204-2651 | NULL | [5 empty] | 3377348
2977 | W BROAD ST | 43204-2650 | Active | 101096 | WATTS | 919QT | RP | 0.750 | 3377350 | SOUTH BASEMENT E WALL
3000 | W BROAD ST | 43204-2642 | Removed | H443808REM | FEBCO | 765 | PVB | 0.750 | 94622 | LEFT SIDE
3000 | W BROAD ST | 43204-2642 | Active | 4797133 | WILKINS | 975XL | RP | 1.000 | 3635552 | BASEMENT AT WATER METER
3014 | W BROAD ST | 43204-2652 | Due Install |  |  |  | RP | 0.750 | 3377356
3025 | W BROAD ST | 43204-2653 | Not Required by DOW | G216812 | WILKINS | 720A | PVB | 0.750 | 59824 | WEST SIDE OF BUILDING
3025 | W BROAD ST | 43204-2653 | Active | ABA96364 | WILKINS | 975 XL2 | RP | 0.750 | 3636352 | UTILITY ROOM S/W
3030 | W BROAD ST | 43204-2652 | Active | 280383 | WATTS | 909M1QT | RP | 1.500 | 59839 | NEXT TO WATER METER
3030 | W BROAD ST | 43204-2652 | Not Required by DOW | MO917 | FEBCO | 765-1 | PVB | 1.000 | 59840 | EAST SIDE OF BUILDING OUTSIDE
3035 | W BROAD ST | 43204-2653 | Not Required by DOW | G213864 | WILKINS | 720A | PVB | 0.750 | 59845 | RIGHT SIDE OF HOUSE
3035 | W BROAD ST | 43204-2653 | Active | ABB20800 | WILKINS | 975 | RP | 0.750 | 3639400 | UTILITY ROOM W SIDE
3090 | W BROAD ST | 43204-1307 | Replaced | REP3753158 | WILKINS | 975XL2 | RP | 2.000 | 59943 | REPLACED- AT WATER METER IN MECH RM -N SIDE OF BLDG
3090 | W BROAD ST | 43204-1307 | Active | 3753158 | WILKINS | 975XL2 | RP | 2.000 | 3611325 | AT WATER METER IN MECH RM -N SIDE OF BLDG
3100 | W BROAD ST | 43204-1307 | Replaced | CB007889REP | WILKINS | 720A | PVB | 1.000 | 95134 | REPLACED - OUTSIDE SOUTHEAST CORNER
3100 | W BROAD ST | 43204-1307 | Active | T649468 | WILKINS | 720A | PVB | 1.000 | 3612997 | FRONT OF BUILDING S/E
3100 | W BROAD ST | 43204-1307 | Due Install |  |  |  | RP | 1.000 | 3657396
3115 | W BROAD ST | 43204-1306 | Due Install |  |  |  | RP | 0.750 | 3377369
3121 | W BROAD ST | 43204-1306 | Active | 4783165 | WILKINS | 975XL2 | RP | 1.000 | 3377370 | MTR IS IN CABINET NEXT TO SINK IN FRONT OF BLDG.
3160 | W BROAD ST | 43204-1310 | Active | 4579684 | WILKINS | 975XL2 | RP | 1.500 | 3377373
3161 | W BROAD ST | 43204-1309 | Active | ABU5476 | WILKINS | 975XL | RP | 1.000 | 3377374 | S/W MECH ROOM OFF GARAGE
3184 | W BROAD ST | 43204-1327 | Active | 803120 | WILKINS | 975XLTCU | RP | 0.750 | 3377376
3204 | W BROAD ST | 43204-1364 | Active | 4777172 | WILKINS | 975XL2 | RP | 0.750 | 60198 | STOCK ROOM. E side
3211 | W BROAD ST | 43204-1360 | Active | 4997192 | WILKINS | 975XL2 | RP | 0.750 | 3377381 | NEXT TO WATER METER
3230 | W BROAD ST | 43204-1378 | Active | AKE8095 | WILKINS | 375XL | RP | 1.500 | 3377383 | SERVICE AREA
3237 | W BROAD ST | 43204-1360 | Due Install |  |  |  | RP | 0.750 | 3377384
3260 | W BROAD ST | 43204-1318 | Due Install |  |  |  | RP | 0.750 | 3377385
3281 | W BROAD ST | 43204-1319 | Active | PRD00150560-96 | ARI | RP 500 | RP | 0.750 | 3377391 | UTILITY CLOSET
3283 | W BROAD ST | 43204-1319 | Active | PRD00150560-94 | ARI | RP 500 | RP | 0.750 | 3377392 | UTILITY CLOSET
3294 | W BROAD ST | 43204-1318 | Active | ALA22830 | WILKINS | 975 | RP | 0.750 | 3377394 | BASEMENT AT METER
3377 | W BROAD ST | 43204-1323 | NULL | [5 empty] | 3377402
3481 | W BROAD ST | 43204-1210 | Active | 89274 | WATTS | 919QT | RP | 0.750 | 3377405 | NW CORNER
3499 | W BROAD ST | 43204-1210 | Active | 4690719 | WILKINS | 975XL2 | RP | 1.000 | 60856 | BOILER ROOM NE CORNER OF BLDG, NE CORNER OF BOILER ROOM
3499 | W BROAD ST | 43204-1210 | Removed | 17657REM | FEBCO | 825Y | RP | 0.750 | 60857 | REMOVED - BOILER ROOM - NE CORNER OF BLDG, ABOVE BOILERS
3500 | W BROAD ST | 43204-1211 | Active | 125333 | WATTS | 909QT | RP | 0.750 | 60923 | ABOVE BOILER, BASEMENT
3544 | W BROAD ST | 43228- | Not Required by DOW | 087528 | WATTS | 800 | PVB | 0.750 | 61026 | EAST WALL OUTSIDE
3544 | W BROAD ST | 43228- | Not Required by DOW | 432143 | WILKINS | 975 | RP | 0.750 | 61027 | EAST WALL METER SETTING (MECHANICAL ROOM)
3544 | W BROAD ST | 43228- | Active | 443333 | WILKINS | 975A | RP | 1.500 | 61028 | NE METER/MECH AREA AT WATER METER
3544 | W BROAD ST | 43228- | Not Required by DOW | 494810 | WILKINS | 975 | RP | 0.750 | 61029 | EAST WALL METER SETTING (MECH. ROOM)
3578 | W BROAD ST | 43228-1410 | Active | 4837415 | WILKINS | 975XL | RP | 0.750 | 3377410 | OFFICE AREA IN REAR BEHIND WOOD DOOR
3588 | W BROAD ST | 43228-1410 | Active | ACP0602 | WILKINS | 975XL | RP | 1.500 | 61172 | WATER METER ROOM (SERIAL # 121143)
3605 | W BROAD ST | 43228-1451 | Active | 292940 | WATTS | LF009M3QT | RP | 1.000 | 3377412 | AT WATER METER
3636 | W BROAD ST | 43228-1411 | Active | 14573 | WATTS | 919QT | RP | 1.500 | 102000 | EAST SIDE AT DISHWASH AREA
3636 | W BROAD ST | 43228-1411 | Not Required by DOW | 798562 | WATTS | 800M4QT | PVB | 1.000 | 102001 | EAST SIDE REAR AT WATER METER
3636 | W BROAD ST | 43228-1411 | Active | H018541 | FEBCO | 805YB | DC | 0.750 | 102303 | SPRINKLER RISER EAST SIDE OF BUILDING
3636 | W BROAD ST | 43228-1411 | Active | N1210160824 | FEBCO | 876V | DCDA | 4.000 | 102304 | SPRINKLER RISER EAST SIDE OF BUILDING
3660 | W BROAD ST | 43228-1411 | Not Required by DOW | W046922 | WILKINS | 975A | RP | 0.750 | 89066 | ABOVE METER
3660 | W BROAD ST | 43228-1411 | Inactive | 4705226 | WILKINS | 975XL2 | RP | 1.000 | 3638028 | ABOVE METER
3741 | W BROAD ST | 43228-1467 | Active | 219295 | WATTS | LF009M2QT | RP | 1.000 | 3377419 | BASEMENT @ WATER METER
3770 | W BROAD ST | 43228-1487 | Active | 21819 | WATTS | 009QT | RP | 1.500 | 61708 | ABOVE WTR MTR SUITE 10
3770 | W BROAD ST | 43228-1487 | Not Required by DOW | 583389 | WILKINS | 975 | RP | 0.750 | 61709 | BESIDE ICE MACHINE SUITE 16
3780 | W BROAD ST | 43228-1474 | Active | 3477525 | WILKINS | 975XL | RP | 1.000 | 61768 | NE CORNER BY WATER HEATER
3786 | W BROAD ST | 43228 | Active | 92920 | WATTS | LF919QT | RP | 0.750 | 3651925 | N SIDE OF BUILDING
3788 | W BROAD ST | 43228 | Active | 057028 | WATTS | LF909QT | RP | 1.000 | 3651924 | NORTH SIDE OF BUILDING
3800 | W BROAD ST | 43228-1445 | Not Required by DOW | 1063700814 | AMES | 5000SS | RPDA | 6.000 | 3377422 | North center fire pump room
3800 | W BROAD ST | 43228-1445 | Not Required by DOW | 13244 | AMES | 4000B | RP | 0.750 | 3613870 | North center fire pump room
3800 | W BROAD ST | 43228-1445 | Active | 1310851117 | AMES | 4000SS | RP | 8.000 | 3636977 | HOT BOX SE SIDE OF PROPERTY
3800 | W BROAD ST | 43228-1445 | LPS - Active |  |  |  | LST |  | 3638343 | North center fire pump room
3820 | W BROAD ST | 43228-1445 | Active | 4351242 | WILKINS | 975XL2 | RP | 1.000 | 3377423 | IN OFFICE @ WATER METER
3833 | W BROAD ST | 43228-1444 | Active | 1556210107 | AMES | 3000SS | DCDA | 6.000 | 61901 | IN SERVICE BAY BY WATER METER
3833 | W BROAD ST | 43228-1444 | Active | 246879 | WATTS | 909M1QT | RP | 2.000 | 61902 | NORTH WALL AUTO SHOP
3833 | W BROAD ST | 43228-1444 | Active | 08155 | WATTS | 007QT | DC | 0.750 | 91359 | SERVICE BAY
3865 | W BROAD ST | 43228-1444 | Active | 1001573 | WILKINS | 975XL2 | RP | 2.000 | 61976 | JANITORS CLOSET EAST BLDG 3865
3895 | W BROAD ST | 43228-1444 | Active | 1001571 | WILKINS | 975XL | RP | 2.000 | 62073 | SERVICE BAY.
3895 | W BROAD ST | 43228-1444 | Active | 105327 | AMES | 3000SS | DCDA | 6.000 | 62074 | SW CORNER OF BAY.
3895 | W BROAD ST | 43228-1444 | Active | 44857 | WATTS | 007M1 | DC | 0.750 | 62075 | SOUTHWEST CORNER OF BAY.
3900 | W BROAD ST | 43228-1447 | Not Required by DOW | 058984 | WATTS | 007M1QT | DC | 1.000 | 87428 | WEST WALL SHOP AREA
3900 | W BROAD ST | 43228-1447 | Active | 15018 | WATTS | 919QT | RP | 1.500 | 101353 | EAST WALL, PARTS DEPT
3941 | W BROAD ST | 43228-1446 | Active | ACI5345 | WILKINS | 975XL2 | RP | 2.000 | 96733 | MECH ROOM.
3941 | W BROAD ST | 43228-1446 | Not Required by DOW | ABC9874 | WILKINS | 975XL2 | RP | 0.750 | 3619715 | MECH RM
4047 | W BROAD ST | 43228- | Active | A22993 | WATTS | 009M2QT | RP | 2.000 | 97161 | MECH ROOM 3947 BLDG
4047 | W BROAD ST | 43228- | Active | 1077290405 | WATTS | 774DCDA | DCDA | 8.000 | 97177 | IN PIT CORNER OF WEST BROAD GEORGESVILLE RD
4047 | W BROAD ST | 43228- | Active | 11304 | WATTS | 007M2QT | DC | 0.750 | 97178 | IN PIT CORNER OF WEST BROAD AND GEOGESVILLE
4050 | W BROAD ST | 43228-1449 | Removed | B3T28REM | FEBCO | 765 | PVB | 1.000 | 62768 | REMOVED-FRONT OF BUILDING IN PLANTER
4050 | W BROAD ST | 43228-1449 | Active | NB320 | CONBRACO | 4020002 | RP | 3.000 | 62769 | WEST STOCK ROOM. MTR PIT OFF PHILLIPI. *SD*
4050 | W BROAD ST | 43228-1449 | Not Required by DOW | 506890 | WILKINS | 975XLBMS | RP | 2.000 | 89360 | 4030 W BROAD, BACK WAREHOUSE NEXT TO METER
4050 | W BROAD ST | 43228-1449 | Active | 21M1289 | AMES | 2000SS | DC | 8.000 | 3627977 | STOCK ROOM OF 4030 UNIT
5381 | W BROAD ST | 43228-1156 | Active | W046750 | WILKINS | 975XL | RP | 0.750 | 66766 | 5MECH ROOM BY WATER METER
5381 | W BROAD ST | 43228-1156 | Active | 21325 | WATTS | LF719QT | DC | 1.000 | 3649668 | MECH ROOM
5411 | W BROAD ST | 43228-1154 | Active | 131347 | WATTS | 709DCDA | DCDA | 6.000 | 66860 | NW CORNER OF NORTHERN MOST BLDG
5411 | W BROAD ST | 43228-1154 | Active | 14444 | WATTS | 007QT | DC | 0.500 | 66861 | NW INTERIOR OF NORTHERN MOST BLDG
5411 | W BROAD ST | 43228-1154 | Active | 74978 | WATTS | 009M2QT | RP | 1.000 | 66863 | OFFICE APT MECH RM
5425 | W BROAD ST | 43228-1154 | Active | ABR6142 | WILKINS | 975XL | RP | 1.000 | 66887 | AT WATER METER LOCATION IN STOCK AREA ON WEST SIDE OF BLDG
5449 | W BROAD ST | 43228-1154 | Active | ABR6952 | WILKINS | 975 | RP | 1.000 | 66922 | BACK DOOR AT METER
5487 | W BROAD ST | 43228-1117 | Active | 308147 | WATTS | 909QT | RP | 1.000 | 66987 | WAREHOUSE SE WALL SPR 23
5487 | W BROAD ST | 43228-1117 | Due Install |  |  |  | DCDA | 6.000 | 3639341 | WAREHOUSE SE WALL
5500 | W BROAD ST | 43228-1118 | Not Required by DOW | 246722 | WATTS | 009M2QT | RP | 2.000 | 67111 | IN BACK STORAGE IN MIDDLE OF BACK WALL
5500 | W BROAD ST | 43228-1118 | Active | 140035 | WATTS | LF009M2 | RP | 2.000 | 3625057 | AT WATER METER IN REAR OF STORE
5500 | W BROAD ST | 43228-1118 | Active | TI-0989 | WATTS | 757 | DCDA | 6.000 | 3625058 | BACK OF BUILDING FIRE RISER ROOM
5500 | W BROAD ST | 43228-1118 | Active | 222921 | WATTS | 007M3QT | DC | 0.750 | 3640972 | BACK OF BUILDING FIRE RISER ROOM
5505 | W BROAD ST | 43228-1119 | Active | 21896 | WATTS | 009QT | RP | 1.500 | 67128 | ABOVE WATER METER
5505 | W BROAD ST | 43228-1119 | Removed | 302118REM | WATTS | 909M1QT | RP | 1.500 | 67129 | ABOVE METER
5505 | W BROAD ST | 43228-1119 | Replaced | REP367533 | WATTS | 800M2QT | PVB | 1.000 | 98240 | REPLACED- SW CORNER OUTSIDE
5505 | W BROAD ST | 43228-1119 | Not Required by DOW | 251476 | WATTS | LF009M3QT | RP | 0.750 | 3351171 | by water meter
5525 | W BROAD ST | 43228-1119 | Active | 122837 | WATTS | 007M2QT | DC | 0.750 | 67173 | S WALL BACK OF BLDG
5525 | W BROAD ST | 43228-1119 | Active | 31M0245 | AMES | 3000SE | DCDA | 6.000 | 67174 | BASEMENT BOILER/MECHANICAL ROOM
5525 | W BROAD ST | 43228-1119 | Active | 440600 | WATTS | 909HWQT | RP | 1.000 | 67175 | SOUTH EAST CORNER OF BUILDING AT WATER METER
5560 | W BROAD ST | 43228-1118 | Active | 1289704 | WILKINS | 975XL | RP | 1.500 | 67303 | MECH ROOM SE CORNER
5560 | W BROAD ST | 43228-1118 | Removed | W026089REM | WILKINS | 975A | RP | 0.750 | 67304 | MECH ROOM SE CORNER
5575 | W BROAD ST | 43228-1119 | Active | W256713 | WILKINS | 975XLBMS | RP | 1.000 | 96274 | MECH ROOM
5603 | W BROAD ST | 43228 | Active | SA-1854 | AMES | COLT 400 | RP | 4.000 | 3629974 | METER ROOM E SIDE OF CLUBHOUSE OUTSIDE DR AT WATER METER
5603 | W BROAD ST | 43228 | Active | RJ-1973 | AMES | COLT 500-GV | RPDA | 6.000 | 3629975 | HOT BOX OUT FRONT
5603 | W BROAD ST | 43228 | Active | 71885 | WATTS | 919QT | RP | 0.750 | 3629976 | HOT BOX OUT FRONT
5603 | W BROAD ST | 43228 | Not Required by DOW | CB465192 | WILKINS | 720A | PVB | 1.000 | 3632583 | MECHANICAL ROOM
5640 | W BROAD ST | 43228-1121 | Active | 21638 | WATTS | LF919QT | RP | 1.500 | 3603884 | MECHANICAL ROOM AT METER.
5640 | W BROAD ST | 43228-1121 | Active | 50838 | AMES | 2000BM3 | DC | 0.750 | 3630183 | HOT BOX
5640 | W BROAD ST | 43228-1121 | Active | RB-0351 | AMES | COLT300GV | DCDA | 6.000 | 3630188 | HOT BOX
5660 | W BROAD ST | 43228 | Active | 0010251229 | FEBCO | 876V | DCDA | 6.000 | 67533 | WEST WALL MECH ROOM
5660 | W BROAD ST | 43228 | Active | H023514 | FEBCO | 805YB | DC | 0.750 | 67535 | WEST WALL MECH ROOM
5660 | W BROAD ST | 43228 | Active | 1043258 | WILKINS | 975XL | RP | 1.000 | 90431 | UTILITY ROOM AT WATER METER
5686 | W BROAD ST | 43228 | Active | 104447 | WATTS | 009M2PCQT | RP | 1.500 | 67596 | WEST SPACE REAR OF BUILDING
5686 | W BROAD ST | 43228 | Active | 1323950204 | AMES | 3000SS | DCDA | 4.000 | 67597 | NORTHWEST CORNER OF 5684
5686 | W BROAD ST | 43228 | Active | 36905 | AMES | 2000B | DC | 0.750 | 67598 | 5684 NORTHWEST CORNER
5688 | W BROAD ST | 43228- | Active | 78153 | WATTS | 909QT | RP | 0.750 | 67601 | MECH ROOM SW CORNER
5690 | W BROAD ST | 43228- | Active | 1225780902 | AMES | 3000 | DCDA | 4.000 | 67610 | WEST WALL MECH ROOM
5690 | W BROAD ST | 43228- | Active | 27680 | AMES | 2000SS | DC | 0.750 | 67611 | WEST WALL MECH ROOM
5690 | W BROAD ST | 43228- | Active | 388155 | WATTS | 909M1QT | RP | 1.500 | 67612 | WEST SIDE OF MECH ROOM
5690 | W BROAD ST | 43228- | Not Required by DOW | W074816 | WILKINS | 975XLMS | RP | 1.000 | 67613 | S WALL OF MECH ROOM
5690 | W BROAD ST | 43228- | Not Required by DOW | 223797 | WATTS | 009QT | RP | 0.500 | 86953 | PHOTO LAB
5711 | W BROAD ST | 43119 | Active | 41566C | WILKINS | 375AST | RP | 4.000 | 3654903 | WATER METER S SIDE OF BUILDING
5711 | W BROAD ST | 43119 | Active | 32347B | WILKINS | 350ASTDA | DCDA | 6.000 | 3654904 | FIRE PUMP ROOM S SIDE
5711 | W BROAD ST | 43119 | Active | HC69391 | WILKINS | 950XLD | DC | 0.750 | 3654905 | RISER ROOM S SIDE
5711 | W BROAD ST | 43119 | LPS - Active |  |  |  | LST |  | 3657953 | FIRE PUMP - FIRE PUMP ROOM
5757 | W BROAD ST | 43119 | Active | 265778 | WATTS | LF009M2QT | RP | 2.000 | 3658964 | IN HEATED ENCLOSURE, LEFT REAR OF BUILDING
5800 | W BROAD ST | 43119-9531 | Active | 114765061 | AMES | 3000SS | DCDA | 8.000 | 68017 | AT REAR OF STORE IN NW CORNER BY LOADING DOCK AREA
5800 | W BROAD ST | 43119-9531 | Active | 19988 | AMES | 2000B | DC | 0.750 | 68018 | REAR OF STORE IN NW CORNER BY LOADING DOCK AREA
5800 | W BROAD ST | 43119-9531 | Active | 373468 | WATTS | 909M1QT | RP | 2.000 | 68019 | BACK LOADING DOCK AREA
5800 | W BROAD ST | 43119-9531 | Removed | 9961REM | WATTS | 008PCQT | SVB | 0.500 | 89677 | REMOVED-AT SINK IN DELI DEPT
5800 | W BROAD ST | 43119-9531 | Not required by DOW | 72350 | WATTS | 008PCQT | PVB | 0.500 | 89678 | AT SINK IN BAKERY
5800 | W BROAD ST | 43119-9531 | Not required by DOW | 09969 | WATTS | 008PCQT | SVB | 0.500 | 89679 | PRODUCE BY SINK
5800 | W BROAD ST | 43119-9531 | Removed | 59249REM | WATTS | 008PCQT | SVB | 0.750 | 89680 | REMOVED-AT SINK IN MEAT DEPT
5800 | W BROAD ST | 43119-9531 | Not required by DOW | 21713 | WATTS | 008PCQT | PVB | 0.500 | 99243 | WOMEN'S RESTROOM BY BREAKROOM
5800 | W BROAD ST | 43119-9531 | Not required by DOW | 41660 | WATTS | 008PCQT | PVB | 0.500 | 99245 | MEN'S RESTROOM BY BREAKROOM
5800 | W BROAD ST | 43119-9531 | Not required by DOW | 63451 | WATTS | 008PCQT | PVB | 0.500 | 101970 | MEAT PREP ROOM
5800 | W BROAD ST | 43119-9531 | Not required by DOW | 76781 | WATTS | 008PCQT | SVB | 0.500 | 101971 | MEAT DEPT
5851 | W BROAD ST | 43119 | Inactive | A00252 | WATTS | 009M2QT | RP | 1.000 | 91841 | 0 USE 06/06/2016 CAG. SE SIDE OF ENTRY @ FENCE
5930 | W BROAD ST | 43119 | Active | UK-0178 | AMES | 4000CIV | RP | 3.000 | 3649362 | WATER METER ROOM AT METER
5930 | W BROAD ST | 43119 | Active | UH-0507 | AMES | 300GV | DCDA | 8.000 | 3649363 | WATER METER ROOM AT FIRE RISER
5930 | W BROAD ST | 43119 | Active | 62061 | AMES | 2000BMC | DC | 0.750 | 3649364 | WATER METER ROOM AT FIRE RISER - 3/4" SIDE CAR
5930 | W BROAD ST | 43119 | Not Required by DOW | 088793 | WATTS | LF009M2QT | RP | 1.500 | 3652010 | MECH ROOM
5930 | W BROAD ST | 43119 | Not Required by DOW | 69916 | WATTS | LF919QT | RP | 1.000 | 3655829 | WATER METER ROOM AT METER
5955 | W BROAD ST | 43228 | Active | 1153750813 | WATTS | 774 | DC | 8.000 | 3609995 | HOT BOX NE CORNER OF PARKING LOT
5955 | W BROAD ST | 43228 | Active | 20672 | WATTS | 007M2QT | DC | 0.750 | 3613340 | HOT BOX
5955 | W BROAD ST | 43228 | Active | 23596 | WILKINS | 375AST | RP | 4.000 | 3613341 | METER ROOM NORTH OUTSIDE DOOR
5955 | W BROAD ST | 43228 | Not Required by DOW | A334777 | WILKINS | 375XL | RP | 1.000 | 3613342 | BOILER ROOM OVERHEAD BY CHEM FEEDER
5955 | W BROAD ST | 43228 | Not Required by DOW | A254932 | WILKINS | 375XL | RP | 1.500 | 3613343 | NE MECHANICAL ROOM POOL AREA
5955 | W BROAD ST | 43228 | Not Required by DOW | A324038 | WILKINS | 375 | RP | 1.500 | 3613344 | NORTH MECHANICAL ROOM
1547 | W BROAD ST _ REAR | 43222-1043 | Active | ACG9583 | WILKINS | 975XL2 | RP | 2.000 | 55347 | NE CORNER OF FURNANCE ROOM
1547 | W BROAD ST _ REAR | 43222-1043 | Not Required by DOW | H36604 | FEBCO | 825YA | RP | 1.000 | 55348 | MECH ROOM BY WATER METER
1547 | W BROAD ST _ REAR | 43222-1043 | Due Install |  |  |  | DC | 1.000 | 3638368 | MECH ROOM BY WATER METER
881 | W BROAD ST REAR R | 43222-1418 | Due Install |  |  |  | RP |  | 3605684 | AT METER SE GARAGE
30 | W BROAD ST UNIT A | 43215- | Active | 21719 | WATTS | 007M1PCQT | DC | 0.750 | 95594 | BASEMENT BOILER ROOM
30 | W BROAD ST UNIT A | 43215- | Active | 116394 | WATTS | 774 | DCDA | 8.000 | 95595 | BASEMENT BOILER ROOM
30 | W BROAD ST UNIT A | 43215- | LPS - Active |  |  |  | LPC |  | 3641230 | BASEMENT BOILER ROOM FIRE PUMP
37 | W BROAD ST UNIT A | 43215-4132 | Not Required by DOW | 247091 | WATTS | 909M1QT | RP | 1.500 | 61497 | MECH RM ABOVE REST RM 12TH FLOOR
37 | W BROAD ST UNIT A | 43215-4132 | Not Required by DOW | 039232 | WATTS | LF009M2QT | RP | 1.500 | 61498 | 12 FLOOR BESIDE BOILER ROOM -- HEATING EXPANSION TANKS
37 | W BROAD ST UNIT A | 43215-4132 | Removed | 121154REM | WATTS | 009QT | RP | 0.500 | 88637 | KITCHEN 2ND FLOOR HOT WATER
37 | W BROAD ST UNIT A | 43215-4132 | Active | 49801 | WILKINS | 375AST | RP | 4.000 | 3641237 | IN BASEMENT PUMP ROOM
37 | W BROAD ST UNIT A | 43215-4132 | Active | XC-0193 | AMES | COLT 300GV | DCDA | 8.000 | 3641238 | BASEMENT FIRE PUMP RM NEAR RESTROOM
37 | W BROAD ST UNIT A | 43215-4132 | Active | 73240 | AMES | 2000BM3 | DC | 0.750 | 3656639 | BASEMENT FIRE PUMP RM NEAR RESTROOM
14 | W BROAD ST UNIT A | 43222-1008 | Active | 066726 | WATTS | LF009M2 | RP | 1.500 | 3377225 | AT WATER METER BY WALK IN COOLER
1556 | W BROAD ST UNIT A | 43222-1031 | Active | 014882 | WATTS | LF909QT | RP | 1.000 | 3377239 | BY MOP SINK IN BACK
1960 | W BROAD ST UNIT A | 43223-1206 | Active | 14976 | WILKINS | 975 | RP | 8.000 | 56761 | 1980 W BROAD, LOWER LEVEL MECH ROOM WATER MAIN
1960 | W BROAD ST UNIT A | 43223-1206 | Not Required by DOW | 15205 | WILKINS | 975 | RP | 6.000 | 56762 | 1970 W BROAD ST , BASEMENT MECH ROOM, ROOM 30 LL
1960 | W BROAD ST UNIT A | 43223-1206 | Not Required by DOW | 21218 | WILKINS | 375A | RP | 2.500 | 56763 | 1970 W BROAD ST, COOLING TOWER 5TH FL Sump rm 510
1960 | W BROAD ST UNIT A | 43223-1206 | Not Required by DOW | X19134 | WILKINS | 375A | RP | 2.500 | 56764 | 1980 W BROAD ST, 4TH FLOOR COOLING TOWNER SUMP ROOM
1960 | W BROAD ST UNIT A | 43223-1206 | Not Required by DOW | 2GM0678 | AMES | 2000SS | DC | 8.000 | 56766 | FIRE PUMP ROOM
1960 | W BROAD ST UNIT A | 43223-1206 | Not Required by DOW | GM0690 | AMES | 2000SS | DC | 8.000 | 56767 | 1970 W Broad, FIRE PUMP ROOM
1960 | W BROAD ST UNIT A | 43223-1206 | Not Required by DOW | 210683 | WATTS | 909M1QT | RP | 1.250 | 56768 | 1952 Broad, BOILER ROOM
1960 | W BROAD ST UNIT A | 43223-1206 | Not Required by DOW | 280977 | WILKINS | 975XL | RP | 0.500 | 56769 | 1980 W BROAD ST, TELECOM/PRINT RM IN BASEMENT RM T012
1960 | W BROAD ST UNIT A | 43223-1206 | Not Required by DOW | 352984 | WILKINS | 975 | RP | 1.000 | 56770 | 1970 W BROAD ST, PENTHOUSE (NORTH) CHILLER RM AHU 13 Hum & MU
1960 | W BROAD ST UNIT A | 43223-1206 | Not Required by DOW | 352986 | WILKINS | 975XLBMS | RP | 0.750 | 56771 | 1970 Broad, BOILER Make up - PENT HOUSE - 1970 Broad
1960 | W BROAD ST UNIT A | 43223-1206 | Not Required by DOW | ABV1829 | WILKINS | 975XL | RP | 1.000 | 56772 | 1980 W BROAD ST, MU WATER-BOILERS PENTHOUSE
1960 | W BROAD ST UNIT A | 43223-1206 | Not Required by DOW | 353166 | WILKINS | 975 | RP | 1.000 | 56773 | 1980 W BROAD ST, SINK IN PENTHOUSE (SOUTH)
1960 | W BROAD ST UNIT A | 43223-1206 | Not Required by DOW | 353168 | WILKINS | 975 | RP | 1.000 | 56774 | 1970 W BROAD ST, PENTHOUSE CHILLER RM
1960 | W BROAD ST UNIT A | 43223-1206 | Not Required by DOW | 4182712 | WILKINS | 975 | RP | 1.000 | 56775 | 1980 W BROAD ST, CHILLED LOOP PENTHOUSE (SOUTH)
1960 | W BROAD ST UNIT A | 43223-1206 | Removed | 414569REM | WATTS | 909QT | RP | 0.750 | 56776 | REMOVED-1952 W Broad, CHILLER MECH ROOM
1960 | W BROAD ST UNIT A | 43223-1206 | Not Required by DOW | 494825 | WILKINS | 975 | RP | 0.750 | 56777 | 1980 W BROAD ST, AHU 12-HUMIDIFIER PENTHOUSE
1960 | W BROAD ST UNIT A | 43223-1206 | Not Required by DOW | 494826 | WILKINS | 975 | RP | 0.750 | 56778 | 1980 W BROAD ST, AHU 11-HUMIDIFIER PENTHOUSE (NORTH)
1960 | W BROAD ST UNIT A | 43223-1206 | Not Required by DOW | 4683452 | WILKINS | 975 | RP | 0.750 | 56779 | 1970 W BROAD ST, BOILER RM - AHU 14 Hum
1960 | W BROAD ST UNIT A | 43223-1206 | Not Required by DOW | 494848 | WILKINS | 975 | RP | 0.750 | 56780 | 1970 W BROAD ST, CHILLER RM PENTHOUSE
1960 | W BROAD ST UNIT A | 43223-1206 | Not Required by DOW | 506057 | WILKINS | 975 | RP | 2.000 | 56781 | 1970 W BROAD ST, BASEMENT (METER RM 030)
1960 | W BROAD ST UNIT A | 43223-1206 | Not Required by DOW | 537380 | WILKINS | 975 | RP | 0.750 | 56783 | 1970 W BROAD ST, LIEBERT HUMID ROOM 030 (BASEMENT)
1960 | W BROAD ST UNIT A | 43223-1206 | Not Required by DOW | 430935 | WILKINS | 975XLBMS | RP | 1.000 | 87621 | 1970 W BROAD ST, N RR HALLWAY RIGHT OUTSIDE DOORWAY
1960 | W BROAD ST UNIT A | 43223-1206 | Not Required by DOW | 293802 | WATTS | 909M1QT | RP | 2.000 | 90591 | BASEMENT MECH ROOM SOUTH WALL
1960 | W BROAD ST UNIT A | 43223-1206 | Not Required by DOW | 266130 | WATTS | 909QTFDA | RP | 2.500 | 90592 | BASEMENT CHILLER RM HW PUMPS
1960 | W BROAD ST UNIT A | 43223-1206 | Not Required by DOW | 209804 | WATTS | 909M1QT | RP | 2.000 | 90596 | BOILER BLDG WEST WALL HW PUMPS
1960 | W BROAD ST UNIT A | 43223-1206 | Not Required by DOW | 173508 | WATTS | 909QT | RP | 4.00 | 90598 | TMBFU CHILLER ROOM SW CORNER
1960 | W BROAD ST UNIT A | 43223-1206 | Not Required by DOW | 209613 | WATTS | 909M1QT | RP | 1.500 | 90600 | TMBFU BOILER RM SW CORNER
1960 | W BROAD ST UNIT A | 43223-1206 | Removed | 328416REM | WATTS | 909M1QT | RP | 2.000 | 90601 | LAVELLE BLDG IN TOOL CRIB BY WATER METER
1960 | W BROAD ST UNIT A | 43223-1206 | Not Required by DOW | 320617 | WATTS | 909M1QT | RP | 1.500 | 90602 | TMBFU BASEMENT MECH ROOM ABOVE PUMPS
1960 | W BROAD ST UNIT A | 43223-1206 | Removed | 210514REM | WATTS | 909M1QT | RP | 1.250 | 90603 | LAVELL BLDG BOILER ROOM ABOVE SOFTNER
1960 | W BROAD ST UNIT A | 43223-1206 | Not Required by DOW | 170539 | WATTS | 909 | RP | 3.000 | 91105 | 1952 W BROAD, ABOVE WATER METER
1960 | W BROAD ST UNIT A | 43223-1206 | Not Required by DOW | 353169 | WILKINS | 975XL | RP | 1.000 | 97099 | 1970 W BROAD, 3RD FL COMP RM
1960 | W BROAD ST UNIT A | 43223-1206 | Not Required by DOW | 328673 | WATTS | 909M1QT | RP | 1.250 | 97102 | TBMFU CHILLER RM-EAST SIDE
1960 | W BROAD ST UNIT A | 43223-1206 | Not Required by DOW | 353167 | WILKINS | 975XLBMS | RP | 1.000 | 97103 | 1980 BROAD, 4TH FLOOR WOMENS RESTROOM NORTH END
1960 | W BROAD ST UNIT A | 43223-1206 | Not Required by DOW | 494875 | WILKINS | 975 | RP | 0.750 | 99766 | ODOT CHILLER ROOM PENTHOUSE
1960 | W BROAD ST UNIT A | 43223-1206 | Removed | 472573REM | APOLLO/CONBRACO | RP4A | RP | 1.000 | 3609970 | REMOVED-1952 W BROAD CENTER SCHOOL BY AIR HANDLER CHILLER MECH RM
1960 | W BROAD ST UNIT A | 43223-1206 | Not Required by DOW | SA-0327 | AMES | 200 | DC | 6.000 | 3624449 | 1952 W BROAD, IN BOILER ROOM
1960 | W BROAD ST UNIT A | 43223-1206 | Active | YE-2111 | AMES | 400 | RP | 10.000 | 3654101 | AT MTR PIT IN HEATED ENCLOSURE
1960 | W BROAD ST UNIT A | 43223-1206 | LPS - Active |  |  |  | LST |  | 3658378 | FIRE PUMP - FIRE PUMP ROOM (1980 W BROAD ST, ODOT)
1960 | W BROAD ST UNIT A | 43223-1206 | LPS - Active |  |  |  | LST |  | 3658434 | FIRE PUMP - FIRE PUMP ROOM (1970 W BROAD ST, ODPS)
2977 | W BROAD ST UNIT A | 43204-2650 | Active | 296126 | WATTS | LF009M2QT | RP | 1.000 | 3377351 | N/W BY MTR
96 | W BROAD ST UNIT B | 43215- | Inactive | 1059241203REM | WATTS | 774 | DC | 4.000 | 74806 | WEST OF DOOR INTO BASEMENT- Address is 90 W Broad
96 | W BROAD ST UNIT B | 43215- | Not Required by DOW | 203868 | WILKINS | 975XLBMS | RP | 1.250 | 74807 | S PARKING GARAGE @ SE CORNER-PARKING SPACE #31-add is 90 W Broad
96 | W BROAD ST UNIT B | 43215- | Active | 23273 | WATTS | 909 | RP | 4.000 | 74808 | BASEMENT WEST OF DOOR - Address is 90 W Broad
96 | W BROAD ST UNIT B | 43215- | Not Required by DOW | W062303 | WATTS | 909QT | RP | 0.750 | 91085 | ROOM B21 - address is 90 W. Broad
96 | W BROAD ST UNIT B | 43215- | Not Required by DOW | 082983 | WILKINS | 975 | RP | 0.750 | 91086 | ROOM B23 - address is 90 W Broad
96 | W BROAD ST UNIT B | 43215- | Not Required by DOW | A04242 | WATTS | 009M3QT | RP | 0.750 | 91087 | TUNNEL CLOSE TO WATER METER - address is 90 W Broad
96 | W BROAD ST UNIT B | 43215- | Removed | REM536226 | WATTS | 909QT | RP | 0.750 | 91088 | DOT ROOM B38 - address is 90 W Broad REMOVED
96 | W BROAD ST UNIT B | 43215- | Not Required by DOW | W096804 | WILKINS | 975XL | RP | 0.750 | 91089 | CHILLER IN GARAGE - address is 90 W Broad
96 | W BROAD ST UNIT B | 43215- | Active | UF-0431 | AMES | 300GV | DCDA | 6.000 | 3647206 | LOWER TUNNEL -ADDRESS IS 90 W BROAD - FIRE ENTRANCE
96 | W BROAD ST UNIT B | 43215- | Active | 61575 | AMES | 2000BM3 | DC | 0.750 | 3647207 | LOWER TUNNEL -ADDRESS IS 90 W BROAD - FIRE ENTRANCE SYSTEM BYPASS
96 | W BROAD ST UNIT B | 43215- | Not Required by DOW | 054065 | WATTS | LF909 | RP | 0.750 | 3649929 | MAKE UP WATER TO CHILLER 2 SE CORNER OF PARKING GARAGE - address is 90 W Broad
96 | W BROAD ST UNIT B | 43215- | Active | VC-3116 | AMES | COLTC400 | RP | 4.000 | 3650058 | BASEMENT WEST OF DOOR - Address is 90 W Broad
40 | W BROAD ST UNIT C | 43215- | Not Required by DOW | 766160 | APOLLO/CONBRACO | RPLF4A | RP | 1.250 | 62506 | 42ND FLOOR MECHANICAL ROOM
40 | W BROAD ST UNIT C | 43215- | Not Required by DOW | 313275 | WATTS | 909M1QT | RP | 1.250 | 62507 | 20TH MACH. ROOM - 50 W BROAD ST
40 | W BROAD ST UNIT C | 43215- | Not Required by DOW | 443932 | WATTS | 909QT | RP | 0.750 | 62508 | LOWER BASEMENT MAINT ROOM IN CEILING
40 | W BROAD ST UNIT C | 43215- | Not Required by DOW | 443941 | WATTS | 909QT | RP | 0.750 | 62510 | LOWER BASEMENT MAINT ROOM IN CEILING
40 | W BROAD ST UNIT C | 43215- | Not Required by DOW | 444533 | WATTS | 909QT | RP | 0.750 | 62512 | LOWER BASEMENT MAINT ROOM IN CEILING
40 | W BROAD ST UNIT C | 43215- | Not Required by DOW | 446225 | WATTS | 909QT | RP | 0.750 | 62513 | BOILER ROOM
40 | W BROAD ST UNIT C | 43215- | Not Required by DOW | 4503311 | WILKINS | 975XL | RP | 2.000 | 62518 | 20TH FLOOR COOLING TOWER PENTHOUSE - 50 W BROAD ST
40 | W BROAD ST UNIT C | 43215- | Not Required by DOW | 618152 | WATTS | 909QT | RP | 0.750 | 91452 | BACK OF SUBWAY
40 | W BROAD ST UNIT C | 43215- | Active | 1301040416 | AMES | 4000SS | RP | 8.000 | 3618238 | BASEMENT AT METER
40 | W BROAD ST UNIT C | 43215- | Not Required by DOW | 035568 | WATTS | LF007M1QT | DC | 1.000 | 3619693 | 50 W BROAD ST, STARBUCKS, CHILLER RM BASEMENT (LOWER)
40 | W BROAD ST UNIT C | 43215- | Not Required by DOW | 4256264 | WILKINS | 975XL2 | RP | 1.000 | 3620110 | 50 W BROAD ST. LOWER BASEMENT
40 | W BROAD ST UNIT C | 43215- | Not Required by DOW | 55639 | WATTS | 919 | RP | 0.750 | 3620111 | 50 W BROAD ST. UPPER BASEMENT
40 | W BROAD ST UNIT C | 43215- | Not Required by DOW | 57274 | WATTS | 919 | RP | 0.750 | 3620112 | 50 W BROAD ST. UPPER BASEMENT
40 | W BROAD ST UNIT C | 43215- | Not Required by DOW | 786357 | APOLLO | RPLF4A | RP | 2.000 | 3620113 | 50 W BROAD ST. 20TH FLOOR MECH
40 | W BROAD ST UNIT C | 43215- | Not Required by DOW | 587628 | WILKINS | 975XL2 | RP | 2.000 | 3648612 | COOLING TOWER
40 | W BROAD ST UNIT C | 43215- | Active | 1301710316 | AMES | 4000SS | RP | 8.000 | 3652517
53 | W BYERS CIR | 43229-5008 | Not Required by DOW |  |  |  | RP | 0.750 | 3382296
5403 | W BYERS CIR | 43229- | Active | 280896 | WATTS | LF009M2 | RP | 1.000 | 3382297 | AT METER IN OFFICE IN SMALL CAGE BOTH 5403 &5427 W BYERS CIR SAME BLDG
5408 | W BYERS CIR | 43229-5008 | Active | W427411 | WILKINS | 975XL2 | RP | 0.500 | 3382298 | BACK UNIT BACK WALL E WALL AT WATER METER
5427 | W BYERS CIR | 43229- | Active | 407599 | WATTS | LF009M3QT | RP | 0.750 | 3382300 | Mechanic Shop BOTH 5403 & 5427 W BYERS CIR SAME BLDG
44 | W CAMPUS VIEW BLVD | 43235-1436 | Active | EAK2116 | WILKINS | 720A | PVB | 1.000 | 63904 | FRONT -LEFT OF DOOR
66 | W CAMPUS VIEW BLVD | 43235-1436 | Active | 298864 | WILKINS | 420 | PVB | 1.000 | 90086 | REAR OF HOUSE BY PATIO DOOR
71 | W CAMPUS VIEW BLVD | 43235-1451 | Active | H087653 | FEBCO | 765 | PVB | 0.750 | 71410 | REAR OF HOUSE.
83 | W CAMPUS VIEW BLVD | 43235-1451 | Active | T083058 | WILKINS | 720A | PVB | 1.000 | 90087 | LEFT OF HOUSE
90 | W CAMPUS VIEW BLVD | 43235-1447 | Active | H448303 | FEBCO | 765 | PVB | 0.750 | 90088 | FRONT SIDE OF HOUSE.
95 | W CAMPUS VIEW BLVD | 43235-1451 | Active | 56607 | FEBCO | 765 | PVB | 1.000 | 74758 | FRONT OF HOUSE, LEFT SIDE
11 | W CAMPUS VIEW BLVD | 43235-1451 | Active | G204807 | WILKINS | 720A | PVB | 0.750 | 90089 | FRONT OF HOUSE.
122 | W CAMPUS VIEW BLVD | 43235-1447 | Active | 146267 | WILKINS | 420 | PVB | 0.750 | 54333 | RT SIDE OF HSE
125 | W CAMPUS VIEW BLVD | 43235-1451 | Active | 241594 | FEBCO | 765 | PVB | 0.750 | 54439 | LEFT SIDE OF HOUSE
132 | W CAMPUS VIEW BLVD | 43235-1448 | Active | H011246 | FEBCO | 765 | PVB | 1.000 | 3383280 | Right side
144 | W CAMPUS VIEW BLVD | 43235-1448 | Active | 370717 | WILKINS | 720A | PVB | 1.000 | 55029 | FRONT OF HOUSE
160 | W CAMPUS VIEW BLVD | 43235-1448 | Replaced | REPAH2532 | FEBCO | 765 | PVB | 1.000 | 90090 | REPLACED- RIGHT SIDE
160 | W CAMPUS VIEW BLVD | 43235-1448 | Active | HB09613 | FEBCO | 765 | PVB | 1.000 | 3609795 | RIGHT SIDE OF HOUSE
175 | W CAMPUS VIEW BLVD | 43235-1453 | Active | T361394 | WILKINS | 720A | PVB | 0.750 | 3383282 | LEFT FRONT
187 | W CAMPUS VIEW BLVD | 43235-1453 | Active | cb180448 | wilkins | 720 | PVB | 1.000 | 56457 | LEFT HAND SIDE
200 | W CAMPUS VIEW BLVD | 43235-1449 | Active | 113458 | FEBCO | 765 | PVB | 1.000 | 90091 | BACK OF HOUSE
220 | W CAMPUS VIEW BLVD | 43235-1449 | Active | 298709 | WATTS | 800M4QT | PVB | 0.750 | 90092 | LEFT FRONT
234 | W CAMPUS VIEW BLVD | 43235-1449 | Replaced | 817262REP | WILKINS | 720A | PVB | 0.750 | 58009 | REPLACED- RIGHT SIDE OF HOUSE
234 | W CAMPUS VIEW BLVD | 43235-1449 | Active | 817313 | WILKINS | 720A | PVB | 0.750 | 58010 | LEFT SIDE
234 | W CAMPUS VIEW BLVD | 43235-1449 | Active | T042076 | WILKINS | 720A | PVB | 0.750 | 3351139 | RIGHT SIDE OF HOUSE
234 | W CAMPUS VIEW BLVD | 43235-1449 | Due Install |  |  |  | RP |  | 3658901
377 | W CAPITAL ST | 43215 | Active | ACG5369 | WILKINS | 975XL2 | RP | 2.000 | 3652342 | S/W PARKING GARAGE
377 | W CAPITAL ST | 43215 | Not Required by DOW | ACH8090 | WILKINS | 975XL2 | RP | 1.250 | 3652352 | S/W PARKING GARAGR
312 | W CHAPEL ST | 43215 | Active | 30874C | WILKINS | 375AST | RP | 6.000 | 3653061 | IN RISER ROOM S/E
312 | W CHAPEL ST | 43215 | Active | V58509 | WILKENS/ZURN | 350ADA | DCDA | 8.000 | 3653106 | IN RISER ROOM S/E
312 | W CHAPEL ST | 43215 | Active | HC52813 | WILKENS/ZURN | 950XL | DC | 0.750 | 3653107 | IN RISER ROOM S/E
312 | W CHAPEL ST | 43215 | LPS - Active |  |  |  | LST |  | 3654670 | FIRE PUMP - IN RISER ROOM S/E
509 | W CHAPEL ST | 43215 | Active | 23320 | WATTS | 919QT | RP | 1.500 | 3632989 | WATER ROOM OFF CARPORT
509 | W CHAPEL ST | 43215 | Active | 1073580618 | AMES | 5000 | RPDA | 2.500 | 3633317 | FIRE PROTECTION METER ROOM
509 | W CHAPEL ST | 43215 | Active | 14262 | AMES | 4000B | RP | 0.750 | 3633432 | FIRE PROTECTION SIDE CAR METER ROOM
525 | W CHAPEL ST | 43215 | Active | RL-0294 | WATTS | 957 | RP | 3.000 | 3633744 | MECHANICAL ROOM
525 | W CHAPEL ST | 43215 | Active | SE-0767 | WATTS | 957NRPDA-GV | RPDA | 6.000 | 3633890
525 | W CHAPEL ST | 43215 | Active | 75036 | WATTS | 919AQT | RP | 0.750 | 3633891
15 | W CHERRY ST | 43215-5065 | Removed | REM17364 | WATTS | 919ZQT | RP | 0.750 | 95685 | AT WATER METER NE CORNER
15 | W CHERRY ST | 43215-5065 | Active | 13048 | AMES | 3000SS | DCDA | 4.000 | 95703 | AT FIRE RISER NORTH WALL
15 | W CHERRY ST | 43215-5065 | Active | 230302 | AMES | 2000BM3-FP | DC | 0.750 | 95704 | AT FIRE RISER
15 | W CHERRY ST | 43215-5065 | Active | B322334 | WILKINS | 375 XL | RP | 2.000 | 3647172
54 | W CHERRY ST | 43215- | Removed | 38964REM | WATTS | 719QT | DC | 0.750 | 66965 | SE CORNER MAINT SHOP UNDER ELECTRIC CONTROL BOX
544 | W CHERRY ST | 43215- | Active | ALA22098 | WILKENS | 975XL3 | RP | 0.750 | 3389430
120 | W CHESTNUT ST | 43215- | Active | 14722 | WILKINS | 375AST | RP | 3.000 | 3477198 | IN LOBBY OF 274 MARCONI AKA ONE MARCONI PLACE
103 | W CLEARVIEW AVE | 43085-4111 | Active | T240301 | WILKINS | 720A | PVB | 0.750 | 3392766 | RIGHT SIDE OF HOUSE
104 | W CLEARVIEW AVE | 43085-4112 | Active | T081698 | WILKINS | 720A | PVB | 0.750 | 101606 | OUTSIDE RIGHT OF FRONT DOOR
47 | W COOKE RD | 43214-3019 | Active | 315811 | WATTS | 800QT | PVB | 0.750 | 90006 | FRONT OF HOUSE
87 | W COOKE RD | 43214-3019 | Active | W303949 | WILKINS | 975XL | RP | 0.750 | 91492 | AT WATER METER
20 | W COOKE RD | 43214-3046 | Active | 4719 | FEBCO | 765 | PVB | 1.000 | 56969 | REAR OF HOUSE
201 | W COOKE RD | 43214-3047 | Active | T014977 | WILKINS | 720A | PVB | 0.750 | 3397366 | BACK
200 | W DEVON RD | 43212-1954 | Replaced | G169746REP | WILKINS | 420 | PVB | 1.000 | 56989 | REPLACED- WEST SIDE FRONT
2000 | W DEVON RD | 43212-1954 | Active | T199289 | WILKINS | 720 | PVB | 0.750 | 3609788 | LEFT SIDE OF HOUSE
2010 | W DEVON RD | 43212-1954 | Replaced | 954975REP | WILKINS | 720A | PVB | 1.000 | 57021 | REPLACED- LEFT FRONT OF HOUSE ON THE SIDE
2010 | W DEVON RD | 43212-1954 | Active | CB153455 | WILKINS | 720A | PVB | 1.000 | 3609796 | LEFT FRONT OF HOUSE ON THE SIDE
2011 | W DEVON RD | 43212-1955 | Active | T146953 | WILKINS | 720A | PVB | 0.750 | 3405747 | LEFT SIDE OF HOUSE
2060 | W DEVON RD | 43212-1956 | Active | T417631 | WILKINS | 720A | PVB | 0.750 | 3405748 | FRONT OF HOUSE
125 | W DODRIDGE ST | 43202-2527 | Active | AMA08214 | WILKINS | 975XL3 | RP | 2.000 | 3406788 | BASEMENT EAST HALL WAY UNDER STEPS
250 | W DODRIDGE ST | 43202-1593 | Not Required by DOW | 431725 | WATTS | 909M1QT | RP | 1.500 | 58476 | LAUNDRY ROOM "HOT WATER STORAGE TANK"
250 | W DODRIDGE ST | 43202-1593 | Not Required by DOW | 77114 | WATTS | 919QT | RP | 1.500 | 58477 | LAUNDRY RM ABOVE THE HOT WTR STORAGE TANK
250 | W DODRIDGE ST | 43202-1593 | Not Required by DOW | 42233 | WATTS | 919QT | RP | 1.000 | 58478 | BOILER ROOM
250 | W DODRIDGE ST | 43202-1593 | Active | 49329 | WIILKINS | 375 | RP | 4.000 | 3638202 | WAREHOUSE AT FIRE RISER- CAGED AREA SW CRNR BLDG
250 | W DODRIDGE ST | 43202-1593 | Active | V62242 | WILKINS | 350ADA | DCDA | 8.000 | 3638203 | SW CRNR BLDG CAGED AREA
250 | W DODRIDGE ST | 43202-1593 | Active | HC84134 | WILKINS | 350 | DC | 0.750 | 3658535 | WAREHOUSE AT FIRE RISER -CAGED AREA SW CRNR BLDG
352 | W DODRIDGE ST | 43202 | Active | 1063950824 | AMES | 3000SS | DCDA | 6.00 | 60954 | METER PIT
352 | W DODRIDGE ST | 43202 | Active | 191529 | WATTS | 909M2QT | RP | 2.000 | 60955 | WEST WALL MECH ROOM
352 | W DODRIDGE ST | 43202 | Active | 34349 | WATTS | 007M1QT | DC | 0.750 | 60956 | METER PIT
352 | W DODRIDGE ST | 43202 | Active | 50276 | WATTS | 007M3QT | DC | 0.750 | 102299 | N CENTER MECH RM 8' HIGH
131 | W DOMINION BLVD | 43214-2607 | Active | H178774 | FEBCO | 765 | PVB | 0.750 | 3407105 | FRONT
145 | W DOMINION BLVD | 43214-2607 | Active | T300098 | WILKINS | 720A | PVB | 0.750 | 3407109 | RIGHT SIDE OF HOUSE
151 | W DOMINION BLVD | 43214-2607 | Replaced | G045460REP | WILKINS | 720A | PVB | 0.750 | 55255 | REPLACED- SIDE OF HOUSE
151 | W DOMINION BLVD | 43214-2607 | Active | T474498 | WILKINS | 720A | PVB | 0.750 | 3610170 | SIDE OF HOUSE
300 | W DUBLIN GRANVILLE RD | 43085-3527 | Active | N-76973 | WILKINS | 350 | DCDA | 8.000 | 3656880 | MECHINCAL ROOM WEST SIDE OF BLDG BY DRIVING LOOP
300 | W DUBLIN GRANVILLE RD | 43085-3527 | Active | HC-66760 | WILKINS | 950XLD | DC | 0.750 | 3656884 | WEST SIDE OF BLDG MECHINCAL ROOM
300 | W DUBLIN GRANVILLE RD | 43085-3527 | Active | L158308 | WILKINS | 375 | RP | 4.000 | 3656917 | MECHINCAL ROOM WEST SIDE OF BLDG BY DRIVING LOOP
400 | W DUBLIN GRANVILLE RD | 43085-3590 | Not Required by DOW | 310478 | WATTS | 909M1QT | RP | 1.500 | 62568 | POOL STORAGE ROOM
400 | W DUBLIN GRANVILLE RD | 43085-3590 | Not Required by DOW | W177915 | WILKINS | 975 | RP | 2.000 | 62569 | MECH ROOM
400 | W DUBLIN GRANVILLE RD | 43085-3590 | Not Required by DOW | W198137 | WILKINS | 975 | RP | 2.000 | 62570 | MECH ROOM
400 | W DUBLIN GRANVILLE RD | 43085-3590 | Active | 42565C | WILKINS | 375AST | RP | 3.000 | 102530 | SE SHED LAGOON STORAGE SHED
400 | W DUBLIN GRANVILLE RD | 43085-3590 | Active | XB-1327 | AMES | 500-GV | RPDA | 6.000 | 3658113
400 | W DUBLIN GRANVILLE RD | 43085-3590 | Active | 98007 | WATTS | LF919QT | RP | 0.750 | 3658115
400 | W DUBLIN GRANVILLE RD | 43085-3590 | Active | YD-3418 | AMES | COLT 400 | RP | 4.000 | 3659515
430 | W DUBLIN GRANVILLE RD | 43085-3527 | Active | AKF1723 | WILKINS | 375XL | RP | 2.000 | 3638244 | FIELD HOUSE WORTH HIGH SCHOOL BASEMENT N/E CORNER
189 | W DUBLIN GRANVILLE RD | 43085 | Active | T199310 | WILKINS | 720A | PVB | 0.750 | 3602405 | LEFT SIDE OF HOUSE
1937 | W DUBLIN GRANVILLE RD | 43085 | Active | W008049 | WILKINS | 975XL | RP | 0.750 | 56689 | BASEMENT
2130 | W DUBLIN GRANVILLE RD | 43085- | Active | T024221 | WILKINS | 720A | PVB | 1.000 | 57400 | RIGHT SIDE OF ENTRANCE ON MOUND
2230 | W DUBLIN GRANVILLE RD | 43085-3351 | Active | 393342 | WATTS | 909QT | RP | 0.750 | 57686 | UNDER SINK
2234 | W DUBLIN GRANVILLE RD | 43085-3351 | Active | 11227 | WATTS | 009QT | RP | 0.750 | 57699 | SE IN CABINET BEHIND BOOTH JUST S OF LADIES ROOM AT WATER METER
2253 | W DUBLIN GRANVILLE RD | 43085 | Not Required by DOW | 043186 | WATTS | LF009M2QT | RP | 1.500 | 3409038 | IN TOMATEOS RESTRNT S MECH RM AT HWT/MOP SINK AT PRIVATE MTR
2253 | W DUBLIN GRANVILLE RD | 43085 | Active | L100317 | WILKINS | 375 | RP | 4.000 | 3618525 | METER/MECH RM MID S (OUTSIDE DR) DOOR #126 CODE 1212 THEN CHECK MARK
2253 | W DUBLIN GRANVILLE RD | 43085 | Not Required by DOW | 08981 | WATTS | 919 | RP | 0.500 | 3626225 | 2245 -DENTAL WATER, IN MECH RM AT WATER HEATER
2278 | W DUBLIN GRANVILLE RD | 43085-3351 | Active | 125550 | WATTS | 009QT | RP | 0.750 | 57829 | NORTH END FURNACE ROOM BEHIND HOT WTR TANK
2360 | W DUBLIN GRANVILLE RD | 43235-2741 | Active | 051398 | WATTS | LF909 | RP | 1.000 | 3409042 | SE BSMNT ABOVE USED OIL STORAGE TANKS AT WATER METER
2365 | W DUBLIN GRANVILLE RD | 43235-2700 | Active | ABN7876 | WILKINS | 975XL2 | RP | 0.750 | 3409043 | E WALL BACK AT WATER METER
2382 | W DUBLIN GRANVILLE RD | 43235 | Active | 4399679 | WILKINS | 975XL2 | RP | 0.750 | 58121 | MID N CLOSET/SODA RM AT METER JTS PIZZA PUB
2396 | W DUBLIN GRANVILLE RD | 43235-2709 | Active | 80411 | WATTS | 009QT | RP | 0.750 | 58143 | WEST MID WALL OF BODY SHOP GARAGE AT WATER MTR
2436 | W DUBLIN GRANVILLE RD | 43235-2709 | Active | 005987 | WATTS | LF909M1QT | RP | 2.000 | 3409044 | NW BACK MECHANICAL ROOM AT WATER RISER.
2445 | W DUBLIN GRANVILLE RD | 43235 | Not Required by DOW | 58338 | WATTS | 919QT | RP | 0.750 | 3608283 | MECH RM @ N END OF 6440 ADLER CT
2445 | W DUBLIN GRANVILLE RD | 43235 | Not Required by DOW | 56563 | WATTS | 919QT | RP | 0.750 | 3611973 | BASEMENT OF CLUBHOUSE E WALL N OF ENTRY DOOR
2445 | W DUBLIN GRANVILLE RD | 43235 | Active | 1282250714 | AMES | 4000SS | RP | 4.000 | 3613273 | METER/RISER ROOM N END 6440 ADLER CT AT WATER METER
2445 | W DUBLIN GRANVILLE RD | 43235 | Active | 1839970614 | AMES | 3000SS | DCDA | 8.000 | 3613274 | METER/RISER ROOM 6440 ADLER CT NW COMPLEX
2445 | W DUBLIN GRANVILLE RD | 43235 | Active | 72713 | AMES | 2000B | DC | 0.750 | 3613275 | METER/RISER ROOM
2445 | W DUBLIN GRANVILLE RD | 43235 | Not Required by DOW | T280826 | WILKINS | 720A | PVB | 0.750 | 3631399 | EAST SIDE OF CARWASH
2445 | W DUBLIN GRANVILLE RD | 43235 | LPS - Active |  |  |  | LST |  | 3651868 | MECH RM @ N END OF 6440 ADLER CT
2475 | W DUBLIN GRANVILLE RD | 43235-2708 | Active | 145652 | WATTS | LF009M2QT | RP | 1.000 | 89015 | MECH/HWT/RISER ROOM INSIDE RIGHT/WEST OF FRT DOOR AT WATER METER
2475 | W DUBLIN GRANVILLE RD | 43235-2708 | Due Install |  |  |  | DCDA | 8.000 | 3636114 | IN PIT NE OF PROPERTY BY FDC
2480 | W DUBLIN GRANVILLE RD | 43235 | Active | ACF4095 | WILKINS | 975XL2 | RP | 1.500 | 58425 | SE KITCHENETTE/COFFEE ROOM CLOSET AT WATER METER
2491 | W DUBLIN GRANVILLE RD | 43235 | Due Install |  |  |  | RP | 1.000 | 3409045 | S MECH AREA AT WATER METER
2492 | W DUBLIN GRANVILLE RD | 43235 | Active | 255649 | WATTS | LF009M2QT | RP | 1.000 | 3652476 | FRONT CENTER UTILITLY ROOM
2527 | W DUBLIN GRANVILLE RD | 43235-2708 | Active | 1043265 | WILKINS | 975XL | RP | 1.000 | 58557 | FRONT BSMNT CLOSET AT WATER METER BY KENNELS VET OFFICE
2527 | W DUBLIN GRANVILLE RD | 43235-2708 | Not Required by DOW | 1074083 | WILKINS | 975XL | RP | 0.750 | 58558 | BASEMENT IN METER CLOSET
2527 | W DUBLIN GRANVILLE RD | 43235-2708 | Active | 203451 | WILKINS | 950XL | DC | 1.000 | 58559 | FRONT BASEMENT CLOSET AT WATER METER LIMITED FIRE FOR FURN ROOM
2527 | W DUBLIN GRANVILLE RD | 43235-2708 | Not Required by DOW | HH63151 | FEBCO | 765 | PVB | 1.000 | 87451 | LEFT REAR BEHIND LEFT SIDE STEPS ON WELL?
2527 | W DUBLIN GRANVILLE RD | 43235-2708 | Not Required by DOW | [5 empty] | 3636305
2650 | W DUBLIN GRANVILLE RD | 43235-2711 | Active | 202927 | WATTS | 800M4QT | PVB | 1.000 | 90177 | FURN/MECH ROOM JAHOVAWITNISS
2650 | W DUBLIN GRANVILLE RD | 43235-2711 | Due Install |  |  |  | RP | 1.500 | 3636820 | FURN/MECH ROOM AT WATER METER JAHOVAWITNISS
2665 | W DUBLIN GRANVILLE RD | 43235-2710 | Not Required by DOW | 022532 | WATTS | 800M4FR | PVB | 1.500 | 58923 | WEST SIDE OF BLDG
2665 | W DUBLIN GRANVILLE RD | 43235-2710 | Active | 18188 | WILKINS | 350ASTDA | DCDA | 8.000 | 3635423 | IN PIT W SIDE OF WAREHOUSE OFF NICHOLAS
2665 | W DUBLIN GRANVILLE RD | 43235-2710 | Active | HC36132 | WILKINS | 950XLD | DC | 0.750 | 3646466 | FIRE LINE IN PIT OFF NICHOLAS
2665 | W DUBLIN GRANVILLE RD | 43235-2710 | Active | 5031343 | WILKINS | 975XL2 | RP | 2.000 | 3656953 | NW CORNER WAREHOUSE
2721 | W DUBLIN GRANVILLE RD | 43235-2798 | Removed | H617789REM | FEBCO | 765 | PVB | 1.000 | 98993 | FRONT LEFT OF LOG HOUSE -MR MULCH
2770 | W DUBLIN GRANVILLE RD | 43235 | Active | XJ-0161 | AMES | 400 | RP | 6.000 | 3655848 | HOT BOX... LOCATED AT DEAD END OF IONE CT. IONE CT IS OFF MCVEY BLVD
2825 | W DUBLIN GRANVILLE RD | 43235 | Not required by DOW | 141536 | WILKINS | 975 | RP | 0.750 | 59385 | 2855 BOILER RM 111 ABOVE BOILER HIGH EMA-EOC
2825 | W DUBLIN GRANVILLE RD | 43235 | Not required by DOW | 143592 | WILKINS | 975 | RP | 0.750 | 59386 | 2855 BIOLER RM 107 ABOVE AIR HANDLR #3 EMA-EOC
2825 | W DUBLIN GRANVILLE RD | 43235 | Active | 2EJ0333 | AMES | 2000SS | DC | 6.000 | 59387 | 2855 BOILER RM 111 E WALL, EMA-EOC STATE BLDG
2825 | W DUBLIN GRANVILLE RD | 43235 | Not required by DOW | 446221 | WATTS | 909QT | RP | 0.750 | 59388 | 2825 MECH RM W END ABOVE CHILLER B ARMORY
2825 | W DUBLIN GRANVILLE RD | 43235 | Not required by DOW | 446224 | WATTS | 909QT | RP | 0.750 | 59389 | 2825 MECH RM E SIDE DRILL FL HIGH B ARMORY
2825 | W DUBLIN GRANVILLE RD | 43235 | Not required by DOW | 446239 | WATTS | 909QT | RP | 0.750 | 59390 | 2825 MECH RM W/SIDE DRILL FL ABOVE BOILER B ARMORY
2825 | W DUBLIN GRANVILLE RD | 43235 | Not required by DOW | 446245 | WATTS | 909QT | RP | 0.750 | 59391 | 2825 MECH RM E END B ARMORY
2825 | W DUBLIN GRANVILLE RD | 43235 | Replaced | B05046REP | WILKINS | 975 | RP | 2.500 | 59392 | REPLACED - 2855 BOILER ROOM #111 E WALL EMA-EOC
2825 | W DUBLIN GRANVILLE RD | 43235 | Active | L55965 | WILKINS | 375DA | RPDA | 3.000 | 98378 | 2825 MECH RM W END B ARMORY
2825 | W DUBLIN GRANVILLE RD | 43235 | Active | 1234290110 | AMES | 4000SS | RP | 6.000 | 98379 | 2829 GARAGE FOR FUEL FARM ODOT
2825 | W DUBLIN GRANVILLE RD | 43235 | Active | 3201263 | WILKINS | 975XLBMS | RP | 2.000 | 98380 | 2829 MECH/BOILER RM ODOT
2825 | W DUBLIN GRANVILLE RD | 43235 | Active | L54085 | WILKINS | 375DA | RPDA | 3.000 | 98381 | 2825 MECH RM E END B ARMORY
2825 | W DUBLIN GRANVILLE RD | 43235 | Active | 3201258 | WILKINS | 975XLBMS | RP | 2.000 | 98418 | 2827 MECH RM AT SUB MTR MED FLIGHT
2825 | W DUBLIN GRANVILLE RD | 43235 | Active | Q04744 | WILKINS | 475V | RP | 4.000 | 98419 | 2825 MECH RM W SIDE DRILL FL B ARMORY
2825 | W DUBLIN GRANVILLE RD | 43235 | Active | 1122220909 | WATTS | 774X | DC | 6.000 | 98420 | 2825 PIT SW OF 2825 BLDG BY HYD W END B ARMORY
2825 | W DUBLIN GRANVILLE RD | 43235 | Active | 1122210909 | WATTS | 774 | DC | 8.000 | 98421 | 2825 PIT SE OF 2825 BLDG IN GRASS E END B ARMORY
2825 | W DUBLIN GRANVILLE RD | 43235 | Active | 1820950619 | AMES | 2000SS | DC | 8.000 | 98422 | 2829 PIT IN 2829 PARKING LOT 75' N OF NE OF 2829. ODOT
2825 | W DUBLIN GRANVILLE RD | 43235 | Active | 1123101009 | WATTS | 774 | DC | 6.000 | 98423 | 2855 PIT NE PROPTY (W SIDE OF BROOKDOWN) AT N DRIVE/GATE EMA-EOC
2825 | W DUBLIN GRANVILLE RD | 43235 | Not required by DOW | 631280 | WATTS | 909QT | RP | 1.000 | 3609463 | 2829 MECH/BOILER RM ODOT
2825 | W DUBLIN GRANVILLE RD | 43235 | Active | G01941 | WILKINS | 375 | RP | 2.500 | 3611666 | 2855 BOILER ROOM #111 E WALL
2825 | W DUBLIN GRANVILLE RD | 43235 | Active | 33471 | WATTS | 919QT | RP | 0.750 | 3653095 | JOC MECH ROOM
2825 | W DUBLIN GRANVILLE RD | 43235 | Active | ABA15617 | WILKINS | 975 | RP | 0.750 | 3655850 | JOC MECH ROOM
2885 | W DUBLIN GRANVILLE RD | 43235-2712 | Due Install |  |  |  | RP | 1.500 | 3409049 | FURN/MECH ROOM AT WATER METER
3015 | W DUBLIN GRANVILLE RD | 43235-2714 | Due Install |  |  |  | RP | 0.750 | 3409050 | CLOSET BY HOT WATER TANK IN OFFICE
3015 | W DUBLIN GRANVILLE RD | 43235-2714 | Due Install |  |  |  | DCDA | 6.000 | 3652499 | CLOSET BY HOT WATER TANK IN OFFICE
3370 | W DUBLIN GRANVILLE RD | 43235 | Active | VG-0217 | AMES | COLT 400 | RP | 8.000 | 3409052 | HOTBOX AT PIT W OF DRIVE
3477 | W DUBLIN GRANVILLE RD | 43235 | Active | 1794641212 | AMES | 3000SS | DCDA | 6.000 | 102786 | METER/RISER RM W OF MAIL BOX - AT GARAGES
3477 | W DUBLIN GRANVILLE RD | 43235 | Active | 20411 | WATTS | 007M1QT | DC | 0.750 | 103143 | METER/RISER RM W OF MAIL BOXES -AT GARAGES
3477 | W DUBLIN GRANVILLE RD | 43235 | Active | NB-0070 | WATTS | 957 | RP | 3.000 | 103144 | WATER/RISER RM W OF MAIL BOXES -AT GARAGES
3477 | W DUBLIN GRANVILLE RD | 43235 | Not Required by DOW | 3788839 | WILKINS | 975XL | RP | 2.000 | 104034 | S BLDG RISER RM - 6600 BRIXTON
3477 | W DUBLIN GRANVILLE RD | 43235 | Not Required by DOW | J034161 | FEBCO | 876V | RP | 2.000 | 3618118 | 6667 WESTBURY PARK AVE, METER ROOM
3477 | W DUBLIN GRANVILLE RD | 43235 | LPS - Active |  |  |  | LPC |  | 3624976 | DOMESTIC PUMP - METER HOUSE
3496 | W DUBLIN GRANVILLE RD | 43235-5723 | Active | 602543 | WATTS | 909HWQT | RP | 1.000 | 88766 | iIN 3496 NE AT WATER METER
3512 | W DUBLIN GRANVILLE RD | 43235-2799 | Active | W069386 | WILKINS | 975XLBMS | RP | 1.500 | 60938 | IN 3512 AT METER NE CLOSET/OFFICE ASIAN FUSION -OWNR DEVICE
3525 | W DUBLIN GRANVILLE RD | 43235-7900 | Active | 152658 | WATTS | LF009M3QT | RP | 0.750 | 3409054 | AT WATER METER N WALL
3535 | W DUBLIN GRANVILLE RD | 43235-7900 | Inactive | 140464 | WATTS | 009M2QT | RP | 2.000 | 88795 | NE MECH ROOM THRU KITCHEN AT WATER METER TADKA
3550 | W DUBLIN GRANVILLE RD | 43235-7984 | Not Required by DOW | 12193 | AMES | 2000B | DC | 2.000 | 61056 | MECH ROOM -LIMITED FIRE
3550 | W DUBLIN GRANVILLE RD | 43235-7984 | Active | 339967 | WATTS | 909M1QT | RP | 1.500 | 61057 | E MECH/FURN/MOP SINK ROOM BY RESTROOMS AT WATER METER
3550 | W DUBLIN GRANVILLE RD | 43235-7984 | Not Required by DOW | 67725 | WATTS | 009m2 qt | RP | 1.500 | 61058 | MECHANICAL ROOM
3567 | W DUBLIN GRANVILLE RD | 43235- | Active | 16379 | AMES | 2000B | DC | 2.000 | 61111 | SPRINKLER RISER ROOM AT BLDG #306635 DUMONT
3567 | W DUBLIN GRANVILLE RD | 43235- | Active | 137685 | AMES | 2000B | DC | 2.000 | 89414 | SPRINKLER RISER ROOM BUILDING #5 2520 FARRELL DRIVE
3567 | W DUBLIN GRANVILLE RD | 43235- | Active | 18257 | AMES | 2000B | DC | 2.000 | 89415 | SPRINKLER RISER ROOM BUILDING #4 2525 BRENDEL DRIVE
3567 | W DUBLIN GRANVILLE RD | 43235- | Active | 16558 | AMES | 2000B | DC | 2.000 | 89416 | SPRINKLER RISER ROOM BUILDING #2 6650 ALLISTER WAY
3567 | W DUBLIN GRANVILLE RD | 43235- | Active | 18150 | AMES | 2000B | DC | 2.000 | 89417 | SPRINKLER RISER ROOM BUILDING #6 2550 FARRELL DRIVE
3567 | W DUBLIN GRANVILLE RD | 43235- | Active | 18249 | AMES | 2000B | DC | 2.000 | 89418 | SPRINKLER RISER ROOM BUILDING #7 2555 BRENDEL DRIVE
3567 | W DUBLIN GRANVILLE RD | 43235- | Active | 16341 | AMES | 2000B | DC | 2.000 | 92848 | SPRINKLER RISER ROOM BLDG #1 6665 DUMONT LANE
3571 | W DUBLIN GRANVILLE RD | 43235 | Active | 25417 | WATTS | LF919QT | RP | 1.500 | 3641288 | SE MECH AREA AT WATER METER
3575 | W DUBLIN GRANVILLE RD | 43235-7900 | Removed | W66246REM | WILKINS | 575 (MOD-III) | RP | 2.000 | 61141 | 3575 S-BACK STOCK AREA W/FIRE RISER BURLINGTON #464,
3575 | W DUBLIN GRANVILLE RD | 43235-7900 | Active | YE-0748 | AMES | 975 | RP | 3.000 | 3636827 | 3575 BACK MECH/RISER AREA AT WATER METER
3575 | W DUBLIN GRANVILLE RD | 43235-7900 | Active | 38992B | WILKINS | 350 ASTDA | DCDA | 8.000 | 3636828 | 3575 BACK MECH/RISER AREA
3575 | W DUBLIN GRANVILLE RD | 43235-7900 | Active | HC79420 | WILKINS | 950 XLD | DC | 0.750 | 3657248 | 3575 BACK MECH/RISER AREA
3580 | W DUBLIN GRANVILLE RD | 43235-7986 | Active | 13233 | WATTS | LF009M2QT | RP | 1.250 | 61149 | W NW MECH ROOM - OUTSIDE DR EL VAQUERO LIMITED FIRE
3580 | W DUBLIN GRANVILLE RD | 43235-7986 | Removed | 577252REM | WILKINS | 975 | RP | 1.000 | 61150 | **REMOVED**W NW MECH ROOM -OUTSIDE DR EL VAQUERO
3580 | W DUBLIN GRANVILLE RD | 43235-7986 | Active | 585854 | WILKINS | 975A | RP | 1.500 | 61151 | W NW MECH ROOM AT WATER METER -OUTSIDE DR EL VAQUERO
3586 | W DUBLIN GRANVILLE RD | 43235-7986 | Active | 3855260 | WILKINS | 975 | RP | 1.500 | 61159 | NE MECH ROOM AT METER -OUTSIDE DR LIONS DEN STORE
3590 | W DUBLIN GRANVILLE RD | 43235-7986 | Not Required by DOW | 15069 | WATTS | 009QT | RP | 1.000 | 61179 | NE IN BATHROOM BY METER IN FRONT OF IRRIG MTR PAYLESS STORE
3590 | W DUBLIN GRANVILLE RD | 43235-7986 | Active | 62205 | WATTS | LF919QT | RP | 1.000 | 3624628 | NE BATHROOM AT WATER MTR
3600 | W DUBLIN GRANVILLE RD | 43235-7986 | Not Required by DOW | 431025 | WILKINS | 975 | RP | 1.000 | 61256 | NORTH WALL ABOVE METER
3600 | W DUBLIN GRANVILLE RD | 43235-7986 | Not Required by DOW | 432204 | WILKINS | 975 | RP | 0.750 | 61257 | NORTH WALL ABOVE METER
3600 | W DUBLIN GRANVILLE RD | 43235-7986 | Active | 4773619 | WILKINS | 975XL | RP | 1.500 | 3633601 | BACK/NORTH WALL AT WATER METER
3615 | W DUBLIN GRANVILLE RD | 43235-7946 | Active | 4775059 | WILKINS | 975XL2 | RP | 1.500 | 61291 | SE MECH ROOM AT WATER METER
3635 | W DUBLIN GRANVILLE RD | 43235-4903 | Removed | 1569REM | WATTS | 719QT | DC | 1.000 | 61331 | REMOVED-MECH ROOM BY METER ENTER OUTSIDE DOOR ON WESTSIDE
3635 | W DUBLIN GRANVILLE RD | 43235-4903 | Removed | 54409REM | FEBCO | 765 | PVB | 1.500 | 61332 | REMOVED-OUTSIDE BOILER ROOM DOOR WEST SIDE OF BLDG
3635 | W DUBLIN GRANVILLE RD | 43235-4903 | Inactive | 167676 | WATTS | 009M2QT | RP | 1.500 | 61333 | W OUTSIDE DOOR -MECH RM AT WATER METER
3635 | W DUBLIN GRANVILLE RD | 43235-4903 | Removed | W400192REM | WATTS | 009PCQT | RP | 0.500 | 88466 | ***REMOVED***ON WALL -KITCHEN BEHIND OFFICE -FOR FISH TANK
3635 | W DUBLIN GRANVILLE RD | 43235-4903 | Active | Q21215 | AMES | COLT 300ABF | DCDA | 6.000 | 3616714 | SE RISER ROOM THRU KITCHEN
3635 | W DUBLIN GRANVILLE RD | 43235-4903 | Active | 43341 | AMES | 2000B | DC | 0.750 | 3616715 | SE RISER ROOM
3640 | W DUBLIN GRANVILLE RD | 43235-4901 | Active | 450107 | WILKINS | 420XL | PVB | 0.750 | 61350 | 3670 WHOLE FOODS SE BAKERY ABOVE OVEN
3640 | W DUBLIN GRANVILLE RD | 43235-4901 | Active | 148054 | WATTS | 009 | RP | 3.000 | 61352 | NE RISER RM BY 3656 DOOR E SIDE OF WHOLE FOODS OUTSIDE DR
3640 | W DUBLIN GRANVILLE RD | 43235-4901 | Active | 184068 | WATTS | 909 | RP | 4.000 | 61353 | CAM -E OSD BTWN 3614 & 3622 BACK DOORS RISER RM BEHIND ASHLEY FURN WRHSE
3640 | W DUBLIN GRANVILLE RD | 43235-4901 | Active | 357953 | WILKINS | 975 | RP | 2.000 | 61354 | 3670-WHOLE FOODS-2ND FL JUST OUTSIDE DR TO W MECH RM ABOVE CEILING TILE
3640 | W DUBLIN GRANVILLE RD | 43235-4901 | Active | 357962 | WILKINS | 975 | RP | 2.000 | 61355 | 3670 WHOLE FDS -2ND FL HIGH ABOVE DOOR TO COMPRESSOR RM-W MECH RM
3640 | W DUBLIN GRANVILLE RD | 43235-4901 | Active | 076575 | WATTS | 009M2QT | RP | 2.000 | 61356 | 3632 NE BACK/BREAK RM BEHIND DR CAM (AQUARIUM ADV)
3640 | W DUBLIN GRANVILLE RD | 43235-4901 | Active | 33131 | WATTS | 008PCQT | SVB | 0.500 | 88811 | 3670 WHOLE FOODS SE BAKRY STEAMR-HI-WALL
3640 | W DUBLIN GRANVILLE RD | 43235-4901 | Removed | 15256REM | WATTS | 919QT | RP | 1.500 | 103554 | ***REMOVED*** 3652 W DUB-GRANVLL KITCH UP HIGH (YAOART YOGART)
3640 | W DUBLIN GRANVILLE RD | 43235-4901 | Active | 4690763 | WILKINS | 975XL2 | RP | 1.000 | 3636780 | IN 3638 (3640) UNIT ABOVE CEILNG TILE (ABOVE FRIDG BREAK ROOM SUB METER)
3640 | W DUBLIN GRANVILLE RD | 43235-4901 | Due Install |  |  |  | RP | 8.000 | 3638332 | IN HOT BOX AT PIT
3640 | W DUBLIN GRANVILLE RD | 43235-4901 | Active | 78164 | WATTS | 919 | RP | 1.000 | 3653489 | 3626 w dub ABOVE MOP SINK
3655 | W DUBLIN GRANVILLE RD | 43235-4903 | Removed | 24490REM | WATTS | LF919QT | RP | 1.500 | 3409055 | **RAZED BLDG-REMOVED*** METER/HWT ROOM BY RESTROOMS PIZZA HUT
3655 | W DUBLIN GRANVILLE RD | 43235-4903 | Active | 39100 | WATTS | LF919QT | RP | 2.000 | 3649357 | SE MECH AREA AT WATER METER
3675 | W DUBLIN GRANVILLE RD | 43235-4903 | Active | 122982 | WILKINS | 975 | RP | 2.000 | 61450 | CHILI'S SE MECH RM AT WATER METER OUTSIDE DR
3675 | W DUBLIN GRANVILLE RD | 43235-4903 | Not Required by DOW | 013557 | WATTS | 800M4QT | PVB | 1.250 | 61451 | CHILI'S SE MECH RM OUTSIDE DR
3685 | W DUBLIN GRANVILLE RD | 43235-4903 | Active | 092685 | WILKINS | 975 | RP | 1.500 | 61465 | SW MECH/RISER ROOM OUTSIDE DOOR MTR/RISER ROOM BEHIND BARNES & NOBLE
3685 | W DUBLIN GRANVILLE RD | 43235-4903 | Not Required by DOW | 049340 | WATTS | 800M4FR | PVB | 0.750 | 61466 | REAR OF BUILDING BY ELECTRIC METER AND UTILITY ROOM
3685 | W DUBLIN GRANVILLE RD | 43235-4903 | Active | YG-1742 | AMES | COLT 300-GV | DCDA | 4.000 | 3635377 | FIRE LINE
3685 | W DUBLIN GRANVILLE RD | 43235-4903 | Active | 78141 | AMES | 2000BM3 | DC | 0.750 | 3658014 | FIRE LINE
3690 | W DUBLIN GRANVILLE RD | 43235-7987 | Active | 110737 | WATTS | LF009M2QT | RP | 1.500 | 61478 | SW STORAGE AREA AT WATER METER
3690 | W DUBLIN GRANVILLE RD | 43235-7987 | Not Required by DOW | 446421 | WATTS | 007M2QT | DC | 0.750 | 61479 | STORAGE ROOM AT WATER METER
3700 | W DUBLIN GRANVILLE RD | 43235 | Not Required by DOW | 3830472 | WILKINS | 975 | RP | 2.000 | 103817 | 3704 W DUBLIN GRANVILLE RD (DSW), METER ROOM
3700 | W DUBLIN GRANVILLE RD | 43235 | Not Required by DOW | 18368 | WATTS | LF009M3QT | RP | 0.750 | 3603880 | 3702 W Dublin Granville Rd, Tailor Shop
3700 | W DUBLIN GRANVILLE RD | 43235 | Not Required by DOW | 50283 | WATTS | 919QT | RP | 0.750 | 3603881 | 3702 W DUBLIN GRANVILLE RD, WASH STATION AT MOP SINK, MECH RM
3700 | W DUBLIN GRANVILLE RD | 43235 | Active | TA-0833 | AMES | COLT 300GV | DCDA | 8.000 | 3634984 | BACK MECH/RISER ROOM (BEHIND DSW STORE)
3700 | W DUBLIN GRANVILLE RD | 43235 | LPS - Active |  |  |  | LST |  | 3634986 | FIRE PUMP - IN BACK MECH/RISER ROOM
3700 | W DUBLIN GRANVILLE RD | 43235 | Active | TA-1268 | WATTS | 957 | RP | 3.000 | 3635568 | BACK MECH/RISER ROOM AT WATER METER BEHIND DSW - OUTSIDE DOOR
3700 | W DUBLIN GRANVILLE RD | 43235 | Active | 55172 | AMES | 2000BM3 | DC | 0.750 | 3636630 | BACK MECH/RISER ROOM (BEHIND DSW)
3700 | W DUBLIN GRANVILLE RD | 43235 | Not Required by DOW | 12738 | WATTS | 919 | RP | 1.250 | 3639661 | 3704 W DUBLIN GRANVILLE RD (DSW), ABOVE CEILING NEXT TO WATER HEATER
3709 | W DUBLIN GRANVILLE RD | 43235-4903 | Active | 85693 | WATTS | 919QT | RP | 1.000 | 3409056 | FRONT CENTER IN GARAGE AT WATER METER
3710 | W DUBLIN GRANVILLE RD | 43235-7988 | Inactive | 279974 | WILKINS | 975XL | RP | 1.500 | 61552 | NE MECH ROOM AT WATER METER OUTSIDE DOOR GOLDEN CORAL
3710 | W DUBLIN GRANVILLE RD | 43235-7988 | Replaced | DK9103REP | FEBCO | 765 | PVB | 1.000 | 61553 | REPLACED- OUTSIDE MEC ROOM ON WALL
3710 | W DUBLIN GRANVILLE RD | 43235-7988 | Not Required by DOW | T236576 | WILKINS | 720A | PVB | 1.000 | 3609321 | OUTSIDE MEC ROOM ON WALL, NE CORNER OF BLDG
3710 | W DUBLIN GRANVILLE RD | 43235-7988 | Due Install |  |  |  | DCDA | 6.000 | 3633423 | IN PIT S OF SW RESTAURANT
3720 | W DUBLIN GRANVILLE RD | 43235-7988 | Active | A002011 | FEBCO | 805YR | DC | 0.750 | 61581 | SW FRONT IN DINNING AREA
3720 | W DUBLIN GRANVILLE RD | 43235-7988 | Not Required by DOW | 4470802 | WILKINS | 975XL | RP | 1.000 | 61582 | MECHANICAL ROOM
3720 | W DUBLIN GRANVILLE RD | 43235-7988 | Active | 4889457 | WILKINS | 950XL2 | RP | 1.500 | 61583 | MECHANICAL ROOM BY HWT OFF DOCK
3720 | W DUBLIN GRANVILLE RD | 43235-7988 | Active | 9701101428 | FEBCO | 856 | DCDA | 6.000 | 61584 | SW FRONT IN DINNING AREA
3720 | W DUBLIN GRANVILLE RD | 43235-7988 | LPS - Active |  |  |  | LPC |  | 3624963 | DOMESTIC PUMP - MECH ROOM BY HWT PUMP FOR IRRIG
3726 | W DUBLIN GRANVILLE RD | 43235 | Active | 105772 | WATTS | LF009M2QT | RP | 1.500 | 3653740 | HOT BOX SE CORNER OF BLDG
3726 | W DUBLIN GRANVILLE RD | 43235 | Active | WG-0335 | AMES | COLT300-GV | DCDA | 6.000 | 3653741 | PIT SE CORNER OF BLDG
3726 | W DUBLIN GRANVILLE RD | 43235 | Active | 70157 | AMES | 2000BM3 | DC | 0.750 | 3653742 | PIT SE CORNER OF BLDG
3734 | W DUBLIN GRANVILLE RD | 43235 | Active | 101368 | WATTS | LF009M2QT | RP | 1.500 | 3653721 | HOT BOX SW CORNER OF BLDG
3734 | W DUBLIN GRANVILLE RD | 43235 | Active | WG-0329 | AMES | 300-GV | DCDA | 6.000 | 3653733 | PIT SW CORNER OF BLDG
3734 | W DUBLIN GRANVILLE RD | 43235 | Active | 69960 | AMES | 2000BM3 | DC | 0.750 | 3653734 | PIT SW CORNER OF BLDG
3744 | W DUBLIN GRANVILLE RD | 43235-7988 | Removed | 248078REM | WILKINS | 975 | RP | 2.000 | 61632 | *****REMOVED*****MECH RM NW CORNER OF BUILDING
3744 | W DUBLIN GRANVILLE RD | 43235-7988 | Removed | 279982REM | WILKINS | 975XL | RP | 1.500 | 61633 | REMOVED-MECH RM NW CORNER OF BLDG
3744 | W DUBLIN GRANVILLE RD | 43235-7988 | Active | B075376 | WILKINS | 375XL | RP | 0.750 | 3622473 | NE MECH/UTILITY RM AT WATER METER
3744 | W DUBLIN GRANVILLE RD | 43235-7988 | Not Required by DOW | CB243252 | WILKINS | 720A | PVB | 1.000 | 3632588
3755 | W DUBLIN GRANVILLE RD | 43017-1431 | Active | 169314 | WATTS | 009QT | RP | 0.750 | 61679 | EAST WALL OF MECH ROOM AT WATER METER
3755 | W DUBLIN GRANVILLE RD | 43017-1431 | Not Required by DOW | 316056 | WATTS | 800M4FR | PVB | 1.000 | 61680 | EAST SIDE OF BUILDING
3800 | W DUBLIN GRANVILLE RD | 43017-1434 | Active | H001539 | FEBCO | 765 | PVB | 1.250 | 61817 | MECH ROOM
3800 | W DUBLIN GRANVILLE RD | 43017-1434 | Due Install |  |  |  | RP | 4.000 | 3635916 | MECH/ELECTIC PANEL ROOM THRU BREAK ROOM AT WATER METER L OF FRT DR
3855 | W DUBLIN GRANVILLE RD | 43017- | Active | 311728 | WATTS | LF009M2QT | RP | 1.000 | 99032 | MECHANICAL ROOM- OFF OF FRONT SALES AREA -LEXUS PREOWNED
3885 | W DUBLIN GRANVILLE RD | 43017 | Active | 3078181 | WILKINS | 975XLBMS | RP | 1.500 | 62059 | MECH ROOM AT WATER METER
3885 | W DUBLIN GRANVILLE RD | 43017 | Not Required by DOW | W074784 | WILKINS | 975XLBMS | RP | 1.000 | 62060 | MECH ROOM ABOVE WATER METER SET
4015 | W DUBLIN GRANVILLE RD | 43017 | Active | 302460 | WATTS | 909M1QT | RP | 2.000 | 62687 | Basement NE Side of Property - Mechanical / Fire Riser Rm
4015 | W DUBLIN GRANVILLE RD | 43017 | Active | 303934 | WATTS | 909M1QT | RP | 2.000 | 62688 | Basement NE Side of Property - Mechanical / Fire Riser Rm
4015 | W DUBLIN GRANVILLE RD | 43017 | Active | 3HL0628 | AMES | 3000 | DCDA | 4.000 | 62689 | Basement NE Side of Property - Mechanical / Fire Riser Rm
4015 | W DUBLIN GRANVILLE RD | 43017 | Active | 83597 | WATTS | 007M2QT | DC | 0.750 | 62690 | Basement NE Side of Property - Mechanical / Fire Riser Rm
4075 | W DUBLIN GRANVILLE RD | 43017 | Not Required by DOW | 556275 | APOLLO | RPLF40 | RP | 1.500 | 3603590 | RISER ROOM SW CORNER OF ROOM
4075 | W DUBLIN GRANVILLE RD | 43017 | Active | 37790 | APOLLO/CONBRACO | RP40 | RP | 3.000 | 3603648 | SW LOADING DOCK/DUMPSTER AREA AT WATER METER OUTSIDE DOOR
4075 | W DUBLIN GRANVILLE RD | 43017 | Active | 180641 | AMES | 3000SS | DCDA | 4.000 | 3603649 | SW MECH/RISER ROOM LOADING DOCK OUTSIDE DOOR
4075 | W DUBLIN GRANVILLE RD | 43017 | Active | 69957 | AMES | 2000B | DC | 0.750 | 3603650 | SW MECH/RISER ROOM LOADING DOCK OUTSIDE DOOR
4080 | W DUBLIN GRANVILLE RD | 43017 | Not Required by DOW | 017558 | WATTS | LF909QT | RP | 0.750 | 3611511 | MECH CLOSET AT N ENTRANCE
4080 | W DUBLIN GRANVILLE RD | 43017 | Active | 017553 | WATTS | LF909QT | RP | 0.750 | 3611772 | MECH CLOSET AT N ENTRANCE AT WATER METER
4115 | W DUBLIN GRANVILLE RD | 43017-1438 | Active | C0102 | WILKINS | 950XLTDA | DCDA | 2.000 | 94424 | SE KITCHEN AREA LEO ALFRED JEWLERS
4115 | W DUBLIN GRANVILLE RD | 43017-1438 | Active | W834366 | WILKINS | 350 | DC | 0.750 | 94431 | SOUTHEAST CORNER
4115 | W DUBLIN GRANVILLE RD | 43017-1438 | Active | 2868992 | WILKINS | 975XLBMS | RP | 0.750 | 94432 | SE AT WATER METER LEO ALFRED JEWLERS
4115 | W DUBLIN GRANVILLE RD | 43017-1438 | Not Required by DOW | A63669 | WATTS | 009M3QT | RP | 0.750 | 95547 | SE KITCHEN AREA
4199 | W DUBLIN GRANVILLE RD | 43017 | Replaced | 1378REP | FEBCO | 825Y | RP | 0.750 | 63219 | REPLACED- ICE MAKER ROOM
4199 | W DUBLIN GRANVILLE RD | 43017 | Active | 056224 | WATTS | LF009M2QT | RP | 1.500 | 63220 | SE IN MECHANICAL ROOM AT WATER METER
4199 | W DUBLIN GRANVILLE RD | 43017 | Not Required by DOW | 3809028 | WILKINS | 975XL | RP | 0.750 | 3613171 | ICE MAKER ROOM
4261 | W DUBLIN GRANVILLE RD | 43017-1440 | Active | 094080 | WATTS | LF009M2QT | RP | 1.500 | 3409064 | IN E EMPLOYEES MENS ROOM AT WATER METER
4261 | W DUBLIN GRANVILLE RD | 43017-1440 | Active | VH-1849 | COLT | COLT | RPDA | 6.000 | 3650363 | E RISER ROOM EMPLOYEES RR THRU LADIES ROOM DOOR
4261 | W DUBLIN GRANVILLE RD | 43017-1440 | Active | 92109 | WATTS | LF919 | RP | 0.750 | 3654228 | E RISER ROOM EMPLOYEES RR THRU LADIES ROOM DOOR
4300 | W DUBLIN GRANVILLE RD | 43017 | Active | 189923 | WILKINS | 975 | RP | 2.000 | 63624 | SOUTHWEST CORNER OF COMPRESSOR ROOM
4300 | W DUBLIN GRANVILLE RD | 43017 | In Review |  |  |  | RP |  | 3636444
4300 | W DUBLIN GRANVILLE RD | 43017 | In Review |  |  |  | DCDA |  | 3636445
4300 | W DUBLIN GRANVILLE RD | 43017 | LPS - In Review | [5 empty] | 3636447
4305 | W DUBLIN GRANVILLE RD | 43017-2041 | Active | 16241 | WATTS | 007M2QT | DC | 0.750 | 92472 | EAST SIDE OF MAIN ENTRANCE IN PIT
4305 | W DUBLIN GRANVILLE RD | 43017-2041 | Active | 1100170906 | WATTS | 774X | DCDA | 8.000 | 92503 | EASTSIDE OF MAIN ENTRNCE IN PIT UP ON HILL -SE SHARP LN & DALE DR
4305 | W DUBLIN GRANVILLE RD | 43017-2041 | Replaced | 18120REP | WATTS | 957 | RP | 3.000 | 92504 | REPLACED- EASTSIDE OF MAIN ENTRANCE
4305 | W DUBLIN GRANVILLE RD | 43017-2041 | Not Required by DOW | 07001 | WATTS | 919QT | RP | 2.000 | 96063 | MECH ROOM BLDG A - 4305-4335 BACK OF BUILDING
4305 | W DUBLIN GRANVILLE RD | 43017-2041 | Not Required by DOW | 2279702 | WILKINS | 975XL | RP | 2.000 | 96064 | MECH ROOM BLDG G-H - 4305-4335 BACK OF BUILDING
4305 | W DUBLIN GRANVILLE RD | 43017-2041 | Not Required by DOW | W330742 | WILKINS | 975XL | RP | 2.000 | 96065 | MECH ROOM BLDG F - 4445-4465 BACK OF BUILDING
4305 | W DUBLIN GRANVILLE RD | 43017-2041 | Not Required by DOW | 08768 | WATTS | 919QT | RP | 1.500 | 96066 | MECH ROOM BLDG B - 4345-4395 BACK OF BUILDING
4305 | W DUBLIN GRANVILLE RD | 43017-2041 | Not Required by DOW | W330738 | WILKINS | 975XL | RP | 2.000 | 99639 | MECH ROOM BUILDING C - 4485-4545 BACK OF BUILDING
4305 | W DUBLIN GRANVILLE RD | 43017-2041 | Not Required by DOW | IJ-1887 | AMES | COLT 500Z-BF | RPDA | 4.000 | 100819 | 4565 OUT BLDG-SE RISER RM JUST INSIDE KITCH DR MONTGOMERY INN
4305 | W DUBLIN GRANVILLE RD | 43017-2041 | Not Required by DOW | W306975 | WILKINS | 975XL | RP | 2.000 | 103558 | 4565-SE RISER RM OUT BLDG INSIDE KITCH DR @ MTR-4565 MONTGMY INN
4305 | W DUBLIN GRANVILLE RD | 43017-2041 | Not Required by DOW | 18815 | WATTS | 919QT | RP | 0.750 | 103559 | 4565 OUT BLDG-SE RISER RM JUST INSIDE KITCH DR-MONTGMRY INN
4305 | W DUBLIN GRANVILLE RD | 43017-2041 | Active | FJ2633 | WATTS | 957 | RP | 3.000 | 3609468 | IN HOT BOX AT PIT EASTSIDE OF MAIN ENTRANCE
4305 | W DUBLIN GRANVILLE RD | 43017-2041 | Not Required by DOW | 3786662 | WILKINS | 975XL | RP | 1.000 | 3610159 | 4555 W DUB/GRANVILLE WENDYS BY SUB WATER METER
4305 | W DUBLIN GRANVILLE RD | 43017-2041 | Not Required by DOW | 16958 | WATTS | 919QT | RP | 1.500 | 3610160 | 4555 W DUB/GRANVILLE WENDYS AT SUB METER
4340 | W DUBLIN GRANVILLE RD | 43017 | Active | 128973 | WATTS | 009M2QT | RP | 0.750 | 3409068 | UPSTAIRS ABOVE PARTS DEPT
4340 | W DUBLIN GRANVILLE RD | 43017 | Due Install |  |  |  | RP | 1.500 | 3654060 | EAST WALL DOWNSTAIRS PARTS DEPT UNDER HEATERS
4015 | W DUBLIN GRANVILLE RD UNIT A | 43017 | Active | 315723 | WATTS | LF009M2QT | RP | 1.000 | 62691 | Basement NE Side of Property - Mechanical / Fire Riser Rm
4015 | W DUBLIN GRANVILLE RD UNIT A | 43017 | Active | 121602 | WATTS | 009M2QT | RP | 0.750 | 98114 | South Center Door of Property - Electrical / Hotwater Tank Rm
4015 | W DUBLIN GRANVILLE RD UNIT A | 43017 | Active | 103093 | WATTS | 009M3QT | RP | 0.750 | 100530 | South Center Door of Property - Electrical / Hotwater Tank Rm
4015 | W DUBLIN GRANVILLE RD UNIT A | 43017 | Due Install |  |  |  | RP | 2.000 | 3638960
2204 | W DUBLIN GRANVILLE RD UNIT B | 43085-3349 | Active | 4361217 | WILKINS | 975XL2 | RP | 1.500 | 3622718 | BACK WALL AT WATER METER
2204 | W DUBLIN GRANVILLE RD UNIT B | 43085-3349 | Not Required by DOW | 4360420 | WILKINS | 975XL2 | RP | 1.000 | 3622831 | BACK ROOM BY 3 COMP SINK
1881 | W DUBLIN GRANVLLE RD | 43085-3460 | Active | 13471 | WATTS | 909QT | RP | 0.750 | 94040 | NEXT TO WATER METER
15 | W DUNEDIN RD | 43214-4001 | Due Install |  |  |  | RP | 0.750 | 3409975 | AT METER SW BATHROOM IN BUILD IN
48 | W DUNEDIN RD | 43214-4002 | Removed | CB153106REM | WILKINS | 720A | PVB | 0.750 | 3409983 | FRONT OF THE HOUSE
12 | W FIFTH AVE | 43212-2901 | Active | 092644 | WATTS | 009M2QT | RP | 1.50 | 98009 | NEXT TO WATER METER
2015 | W FIFTH AVE | 43212-1998 | Active | 261305 | WATTS | 009M2 | RP | 2.000 | 3577565 | HOT BOX
2015 | W FIFTH AVE | 43212-1998 | Active | YG1117 | COLT | 300 | DCDA | 8.000 | 3657548 | PIT
2015 | W FIFTH AVE | 43212-1998 | Active | 02967 | AMES | 2000B | DC | 0.750 | 3657549 | HOT BOX
117 | W FRANKLIN PK | 43205-1547 | Active | CAA54873 | WILKINS | 720A | PVB | 0.750 | 3424804
46 | w gates st |  | New Construction |  |  |  | RP | 2.000 | 3659658 | HOT BOX
51 | W GATES ST | 43206- | Active | 342610 | WATTS | FF009M2QT | RP | 1.000 | 3427411 | N/E END OF BUILDING
17 | W GAY ST | 43215- | Active not linked | W304882 | WILKINS | 975XLBMS | RP | 1.000 | 100445 | 0 USE 06/06/2016 CAG. 17 1/2 W GAY - MEDIAN, E OF HIGH ST ON GAY, 23 N 4TH ST
36 | W GAY ST | 43215-2839 | Active | ACL1504 | WILKINS | 975XL2 | RP | 2.000 | 3427541
36 | W GAY ST | 43215-2839 | Not Required by DOW | 881844 | WILKINS | 975XL | RP | 0.750 | 3624412 | LOCATION IS REALLY 34 W GAY ST
40 | W GAY ST | 43215-2811 | Active | VF1407 | WATTS | 757A | DCDA | 6.000 | 3650135 | Basement Fire service main line
40 | W GAY ST | 43215-2811 | Active | 228117 | WATTS | 007M1QT | DC | 0.750 | 3652943 | Basement Fire service bypass line
52 | W GAY ST | 43215- | Active | 72683 | WATTS | 009QT | RP | 1.500 | 66308 | TOP FLOOR MECH ROOM BY BOILER #3 - Address is 50 W Gay
52 | W GAY ST | 43215- | Removed | AK7019REM | FEBCO | 805Y | DC | 0.750 | 66309 | REMOVED-2ND FLOOR OUTDORRS WEST- Address is 50 W Gay
52 | W GAY ST | 43215- | Due Install |  |  |  | RP | 4.000 | 3629335 | OLD CIVIL SERVICE BUILDING
52 | W GAY ST | 43215- | LPS - In Review |  |  |  | LPC |  | 3629338 | OLD CIVIL SERVICE BUILDING LOW PRESSURE SUSTAINING DEVICE FOR BOOSTER PUMP
72 | W GAY ST | 43222- | Active | 032209 | WATTS | LF909M1QT | RP | 2.000 | 3654643 | N WALL GARAGE
120 | W GAY ST UNIT 503 | 43215-2813 | Active | 354577 | WATTS | 009QT | RP | 1.500 | 87576 | BASEMENT BOILER ROOM
120 | W GAY ST UNIT 503 | 43215-2813 | Active | 463295 | WATTS | 909M1HWQT | RP | 2.000 | 102332 | BASEMENT
120 | W GAY ST UNIT 503 | 43215-2813 | Active | 463341 | WATTS | 909M1HWQT | RP | 2.000 | 102333 | BASEMENT
120 | W GAY ST UNIT 503 | 43215-2813 | Due Install |  |  |  | RP | 4.000 | 3654095
128 | W GOODALE BLVD | 43212- | Active | 347461 | WATTS | 909M1QT | RP | 1.500 | 54528 | FRONT OF BUILDING UTILITY ROOM
1333 | W GOODALE BLVD | 43212- | Active | 1774 | WILKINS | 350ADA | DCDA | 6.000 | 3609879 | NORTH WALL WAREHOUSE
1333 | W GOODALE BLVD | 43212- | Active | 3873673 | WILKINS | 950XL | DC | 0.750 | 3611674 | NORTH WALL WAREHOUSE
1333 | W GOODALE BLVD | 43212- | Active | 17029 | WATTS | 919QT | RP | 1.500 | 3611675 | MECHANICAL ROOM 128
1404 | W GOODALE BLVD | 43212-3778 | Active | W226316 | WILKINS | 975XLBMS | RP | 1.000 | 54927 | BACK OF BUILDING IN MECHANICAL ROOM
1404 | W GOODALE BLVD | 43212-3778 | Not Required by DOW | A133813 | WILKINS | 720A | PVB | 0.750 | 92403 | BACK OF BUILDING...MECH ROOM
1515 | W GOODALE BLVD | 43212-3451 | Active | YB-0636 | AMES | COLT 400 | RP | 4.000 | 3611697 | HEATED ENCLOSURE ON SOUTHSIDE OF BUILDING
1515 | W GOODALE BLVD | 43212-3451 | Active | ZB-2134 | WATTS | 957RPDA-GV | RPDA | 4.000 | 3658072 | HEATED ENCLOSURE ON SOUTHSIDE OF BUILDING
1515 | W GOODALE BLVD | 43212-3451 | Active | 106514 | WATTS | LF919QT | RP | 0.750 | 3658073 | HEATED ENCLOSURE ON SOUTHSIDE OF BUILDING
154 | W GOODALE ST | 43215- | Due Install |  |  |  | RP | 1.500 | 3431350 | GOODALE PARK SHELTER HOUSE
340 | W GOODALE ST | 43215 | Active | 4155C | WILKINS | 375AST | RP | 3.000 | 3615158 | MECH RM AT WATER METER (Basement)
340 | W GOODALE ST | 43215 | Active | 1846461014 | AMES | 3000CIV | DCDA | 8.000 | 3615175 | MECH RM
340 | W GOODALE ST | 43215 | Active | 73244 | AMES | 2000B | DC | 0.750 | 3615176 | MECH RM
340 | W GOODALE ST | 43215 | Not Required by DOW | CB113230 | WILKINS | 720-A | PVB | 0.750 | 3615177 | JANITOR ROOM- 8th fl.
340 | W GOODALE ST | 43215 | Not Required by DOW | W401934 | WILKINS | 975XL2 | RP | 0.500 | 3615178 | BOILER ROOM (north).
340 | W GOODALE ST | 43215 | Not Required by DOW | 4054035 | WILKINS | 975XL2 | RP | 1.000 | 3615179 | BOILER ROOM (north).
340 | W GOODALE ST | 43215 | LPS - Active |  |  |  | LPC |  | 3638322 | DOMESTIC PUMP - MECH RM
340 | W GOODALE ST | 43215 | LPS - Active |  |  |  | LST |  | 3638323 | mech rm
340 | W GOODALE ST | 43215 | Not Required by DOW | 013077 | WATTS | LF909 | RP | 3.000 | 3650579 | MECH ROOM IN BASEMENT. ABOVE BOOSTER PUMP
550 | W GOODALE ST | 43215 | Inactive | 144079 | WILKINS | 975 | RP | 1.000 | 67094 | NW CORNER BOILER ROOM
555 | W GOODALE ST | 43215-1104 | Not Required by DOW | 182361 | WATTS | 909 | RP | 4.000 | 67234 | BASEMENT (NE CORNER)
555 | W GOODALE ST | 43215-1104 | Not Required by DOW | 280384 | WATTS | 909M1QT | RP | 1.500 | 67235 | EAST SIDE OF BLDG, BOILER ROOM
555 | W GOODALE ST | 43215-1104 | Not Required by DOW | 281101 | WATTS | 909M1QT | RP | 2.000 | 67236 | BASEMENT CENTER OF BLDG E OF MAINT SHOP
555 | W GOODALE ST | 43215-1104 | Removed | 1012REM | WATTS | 009PCQT | RP | 0.500 | 67238 | REMOVED-KITCHEN
555 | W GOODALE ST | 43215-1104 | Removed | 053850 | WATTS | 009M2QT | RP | 1.500 | 3628143 | HOT BOX FRONT OF BUILDING
555 | W GOODALE ST | 43215-1104 | Removed | RV-1275 | AMES | COLT 500-GV | RPDA | 8.000 | 3628144 | HOT BOX FRONT OF BUILDING
555 | W GOODALE ST | 43215-1104 | Removed | 72839 | WATTS | 919QT | RP | 0.750 | 3628145 | HOT BOX FRONT OF BUILDING (SIDE CART)
555 | W GOODALE ST | 43215-1104 | Not Required by DOW | 4798942 | WILKINS | 975XL | RP | 0.750 | 3636097 | LOWER LEVEL ON WEST WALL
564 | W GOODALE ST | 43215- | Active | 446233 | WATTS | 909QT | RP | 0.750 | 67471 | 509 W GOODALE ST, EAST OF FRONT DOOR ENTRANCE
600 | W GOODALE ST | 43215 | Active | MG-1236 | WATTS | 957 | RP | 6.000 | 103604 | 1ST FL MAIN MECHANICAL ROOM
600 | W GOODALE ST | 43215 | Active | MC-2216 | WATTS | 957 | RP | 6.000 | 103626 | 1ST FL MAIN MECHANICAL ROOM
600 | W GOODALE ST | 43215 | Active | 19694 | WATTS | 007M1QT | DC | 0.750 | 103627 | SE CORNER OF GARAGE IN PUMP ROOM
600 | W GOODALE ST | 43215 | Active | 1805750413 | AMES | 3000SS | DCDA | 6.000 | 103628 | SE CORNER OF GARAGE IN PUMP ROOM
600 | W GOODALE ST | 43215 | Not Required by DOW | 164440 | WATTS | 009M2QT | RP | 1.500 | 103629 | 1ST FL MAIN MECHANICAL ROOM
600 | W GOODALE ST | 43215 | Removed | 395315REM | WATTS | 009M2QT | RP | 1.000 | 103630 | SOUTH TRASH SHOOT, W WALL OF S TRASH ROOM REMOVED
600 | W GOODALE ST | 43215 | Not Required by DOW | 407697 | WATTS | 009M2QT | RP | 1.000 | 103631 | POOL FILL LINE, POOL EQUIP RM 1ST FL
600 | W GOODALE ST | 43215 | Removed | 390589REM | WATTS | 009M2QT | RP | 1.000 | 103633 | N TRASH SHOOT, N TRASH ROOM REMOVED
600 | W GOODALE ST | 43215 | Active | L86832 | WILKINS | 375 | RP | 3.000 | 3351198 | POOL EQUIP RM W SIDE OF GARAGE
600 | W GOODALE ST | 43215 | LPS - Active |  |  |  | LST |  | 3639422 | FIRE PUMP -
600 | W GOODALE ST | 43215 | LPS - Active |  |  |  | LPC |  | 3639423 | DOMESTIC PUMP -
621 | W GOODALE ST | 43215 | Active | X45960 | WILKINS | 375A | RP | 4.000 | 3640858 | BASEMENT OUTSIDE DOOR NORTHWEST CORNER
621 | W GOODALE ST | 43215 | Active | 1973110819 | AMES | 3000SS | DCDA | 8.000 | 3644605 | BLDG 667 BASEMENT OUTSIDE DOOR NORTHWEST CORNER MECH ROOM
621 | W GOODALE ST | 43215 | Active | 82655 | AMES | 2000B | DC | 0.750 | 3644606 | BLDG 667 BASEMENT OUTSIDE DOOR NORTHWEST CORNER MECH ROOM
621 | W GOODALE ST | 43215 | LPS - Active |  |  |  | LPC |  | 3647015 | DOMESTIC PUMP - IN PUMP ROOM
621 | W GOODALE ST | 43215 | Not Required by DOW | B377753 | WILKINS | 375XL | RP | 2.000 | 3648227 | MECH ROOM SOUTH SIDE OF BUILDING - 651 CHLOIS LN
621 | W GOODALE ST | 43215 | Not Required by DOW | B321678 | WILKINS | 375XL | RP | 1.000 | 3648228 | MECH ROOM SOUTH SIDE OF BUILDING - 651 CHLOIS LN
621 | W GOODALE ST | 43215 | Not Required by DOW | B322678 | WILKINS | 375XL | RP | 1.000 | 3650166 | MECH ROOM SOUTH SIDE OF BUILDING - 651 CHLOIS LN
28 | W GRANVILLE RD | 43085-3522 | Active | 371726 | WILKINS | 720A | PVB | 0.750 | 99362 | FRONT OF HOUSE
37 | W GRANVILLE RD | 43054- | Inactive | 76797 | WATTS | 919QT | RP | 0.750 | 3432288 | DOMESTIC CONTAINMENT. AFTER METER SETTING IN BACK ROOM.
80 | W GRANVILLE RD | 43085-3524 | Replaced | G245541REP | WILKINS | 720A | PVB | 0.750 | 90406 | REPLACED- RIGHT SIDE
80 | W GRANVILLE RD | 43085-3524 | Active | CB113800 | WILKINS | 720A | PVB | 0.750 | 3611545 | RIGHT SIDE
10 | W GRANVILLE RD | 43085-3524 | Active | T459905 | WILKINS | 720A | PVB | 0.750 | 3432299 | LEFT FRONT
160 | W GRANVILLE RD | 43085- | Active | H012451 | FEBCO | 805YB | DC | 0.750 | 98155 | PUMP ROOM
160 | W GRANVILLE RD | 43085- | Active | N0902050748 | FEBCO | 876V | DCDA | 4.000 | 98443 | PUMP ROOM
160 | W GRANVILLE RD | 43085- | Active | 12819 | WATTS | 919QT | RP | 2.000 | 99023 | PUMP ROOM @ METER
160 | W GRANVILLE RD | 43085- | LPS - Active |  |  |  | LST |  | 3629809 | PUMP ROOM
500 | W GRANVILLE RD | 43085- | Due Install |  |  |  | RP | 1.500 | 3432326
207 | W GRANVILLE RD | 43085-3304 | Active | 3535124 | WILKINS | 975 | RP | 1.000 | 57155 | IN BOILER ROOM IN HALLWAY 9' HIGH
2075 | W GRANVILLE RD | 43085-3304 | Active | 19336 | WATTS | 007M1-FP | DC | 2.000 | 3606031 | NE BSMNT ABOVE METER BOILER ROOM
2075 | W GRANVILLE RD | 43085-3304 | Active | 268281 | WATTS | 009 | RP | 2.000 | 3636778 | NE BSMNT AT WATER METER
2133 | W GRANVILLE RD | 43085-3348 | Active | 68012 | WATTS | 919 | RP | 1.000 | 3432328 | MID E BSMNT AT WATER METER
2147 | W GRANVILLE RD | 43085- | Active | 443328 | WILKINS | 975XL | RP | 1.500 | 57441 | IN UNIT 2173. 2173'S SE MECH ROOM AT WATER METER
2147 | W GRANVILLE RD | 43085- | Not Required by DOW | A54414 | WATTS | 009 | RP | 0.500 | 3604208 | OVER SINK IN BACK ROOM OF UPTOWN FLOWERS, 2145 W GRANVILLE RD
97 | W GRANVILLE ST | 43054 | Active | 096240 | Watts | LF009M2 | RP | 1.500 | 3650658 | RISER ROOM AT THE METER
97 | W GRANVILLE ST | 43054 | Active | 107860421 | AMES | 5000SS | DCDA | 6.000 | 3650663 | RISER ROOM AT THE METER
97 | W GRANVILLE ST | 43054 | Active | 15147 | AMES | 4000B | RP | 0.750 | 3650664 | RISER ROOM AT THE METER
38 | W GREENWOOD AVE | 43201-3225 | Due Install |  |  |  | RP | 3.000 | 3433923 | BSMNT STORAGE ROOM SW AT WATER METER
7 | W HENDERSON RD | 43214- | Not Required by DOW | 74584 | WATTS | 009QT | RP | 0.750 | 63822 | 7 W HENDERSON, BETWEEN BOILERS IN BOILER ROOM
7 | W HENDERSON RD | 43214- | Active | AMA06498 | WILKINS | 975XL | RP | 1.500 | 3635115 | IN DOWN STAIRS MENS BATHROOM IN CRAWL SPACE
2 | W HENDERSON RD | 43214-2628 | Active | 225021 | WATTS | LF009M30T | RP | 0.750 | 3441775 | BASEMENT @ METER
85 | W HENDERSON RD | 43214-2405 | Removed | 119838REM | WATTS | 009M2QT | RP | 1.000 | 74008 | EASTSIDE
851 | W HENDERSON RD | 43214-2405 | Removed | 921055REM | WATTS | 800M4QT | PVB | 1.000 | 74009 | OUTSIDE SOUTHEAST CORNER
851 | W HENDERSON RD | 43214-2405 | Due Install |  |  |  | DCDA |  | 3633283
851 | W HENDERSON RD | 43214-2405 | Active | 101216 | WATTS | LF919 | RP | 0.750 | 3638414
880 | W HENDERSON RD | 43214-2406 | Active | 52971 | AMES | 2000B | DC | 0.750 | 92936 | NORTH WALL IN METER ROOM
880 | W HENDERSON RD | 43214-2406 | Active | 153336 | AMES | 3000SS | DCDA | 4.000 | 92946 | NORTH WALL-IN METER ROOM
880 | W HENDERSON RD | 43214-2406 | Active | 2821854 | WILKINS | 975XL | RP | 1.500 | 93177 | MECH ROOM #152
989 | W HENDERSON RD | 43214- | Active | 065658 | WATTS | LF009M2QT | RP | 1.500 | 3441834 | WEST MECHANICAL ROOM METER ROOM 989 OLD HENDERSON
103 | W HENDERSON RD | 43214-2470 | Inactive | 15042REM | WATTS | 009M2PCQT | RP | 1.000 | 53670 | 1030 OLD HENDERSON RD, AT WATER METER
1123 | W HENDERSON RD | 43214-2474 | Not Required by DOW | T436393 | WILKINS | 720A | PVB | 1.000 | 54004 | NW CORNER OF BLDG, DONATOS PIZZA, 4515 KENNY RD
1123 | W HENDERSON RD | 43214-2474 | Active | AJAV9566 | WILKINS | 375XL | RP | 0.750 | 3635117 | NW CORNER OF BLDG, DONATOS PIZZA, 4515 KENNY RD
1159 | W HENDERSON RD | 43214-2474 | Active | 07474 | WATTS | 919-QT | RP | 0.750 | 88539 | MECH.ROOM OFF OF KITCHEN
1250 | W HENDERSON RD | 43220- | Active | 431920 | WATTS | LF009M3QT | RP | 0.750 | 3441847
1290 | W HENDERSON RD | 43220- | Removed | 112352REM | WATTS | 009QT | RP | 0.750 | 54540 | UNDER BAPTISTRY
1290 | W HENDERSON RD | 43220- | Active | 18453 | WATTS | 009QT | RP | 2.000 | 54541 | WEST SIDE MECH ROOM
1660 | W HENDERSON RD | 43220- | Active | 20118 | WATTS | 719QT | DC | 1.000 | 3441866 | S MECH ROOM AT WATER METER
1770 | W HENDERSON RD | 43220-3604 | Active | B074748 | WILKINS | 375XL | RP | 1.000 | 3441868 | MEN'S RR NE CORNER OF BUILDING
1790 | W HENDERSON RD | 43220-2586 | Active | ALA09998 | WILKINS | 975XL3 | RP | 1.000 | 89080
1800 | W HENDERSON RD | 43220-2502 | Active | 088705 | WILKINS | 975 | RP | 1.000 | 56244 | BACK ROOM BY OVERHEAD DOOR--UNDER PHONE PANEL
1800 | W HENDERSON RD | 43220-2502 | Active | 16666 | WILKINS | 350ASTDA | DCDA | 6.000 | 3624904 | At Sprinkler Riser
1800 | W HENDERSON RD | 43220-2502 | Active | HC31811 | WILKINS | 950XLB | DC | 0.750 | 3640924 | At Sprinkler Riser
1810 | W HENDERSON RD | 43220-2502 | Active | 262713 | WATTS | 009 | RP | 0.750 | 3441870
1821 | W HENDERSON RD | 43220- | Not Required by DOW | 65040 | WATTS | 919QT | RP | 0.750 | 3441873 | FISH TANKS, WATER HEATER ROOM
1821 | W HENDERSON RD | 43220- | Active | 20751 | WATTS | 919QT | RP | 1.500 | 3619852 | AFTER WATER METER BACK ROOM
1828 | W HENDERSON RD | 43220-2502 | Active | 110786 | AMES | 4000SS | RP | 2.500 | 56334 | IN STOCK ROOM BY LOADING DOCK
1828 | W HENDERSON RD | 43220-2502 | Active | 1311050104 | AMES | 3000SS | DCDA | 6.000 | 56335 | STOCKROOM
1828 | W HENDERSON RD | 43220-2502 | Active | 59523 | WATTS | 007M1 | DC | 0.750 | 56336 | STOCK ROOM
1828 | W HENDERSON RD | 43220-2502 | Due Install |  |  |  | RP |  | 3656174 | MOP ROOM
1832 | W HENDERSON RD | 43220-2502 | Active | 589076 | WILKINS | 975XL | RP | 1.000 | 56350 | IN MECH ROOM AT WATER METER
1832 | W HENDERSON RD | 43220-2502 | Not Required by DOW | 3636365 | WILKINS | 975XL2 | RP | 1.000 | 3351146 | IN MECH ROOM AT WATER METER
1836 | W HENDERSON RD | 43220-2502 | Active | 4238902 | WILKINS | 975XL2 | RP | 1.500 | 88931 | BIBIBOP KITCHEN
1841 | W HENDERSON RD | 43220-2501 | Active | 03767 | AMES | 4000B | RP | 2.000 | 100701 | RISER ROOM B
1841 | W HENDERSON RD | 43220-2501 | Active | 107836 | AMES | 4000SS | RP | 4.000 | 100702 | RISER ROOM B
1850 | W HENDERSON RD | 43220-2502 | Active | 635525 | WATTS | 909QT | RP | 0.750 | 56419 | MECHANICAL ROOM/OFF OF BREAK ROOM
1850 | W HENDERSON RD | 43220-2502 | Due Install |  |  |  | RP |  | 3656175 | MECHANICAL ROOM/OFF OF BREAK ROOM
1851 | W HENDERSON RD | 43220- | Active | 19854 | WATTS | LF919QT | RP | 1.500 | 3613454 | AT METER
1851 | W HENDERSON RD | 43220- | Not Required by DOW | 252504 | WATTS | LF009M3QT | RP | 0.750 | 3622829 | ABOVE WATER METER
1855 | W HENDERSON RD | 43220-2501 | Due Install |  |  |  | RP | 1.500 | 3441878 | AT WATER METER IN HALLMARK
1860 | W HENDERSON RD | 43220-2502 | Active | 1236449 | WILKINS | 975XLBMS | RP | 2.000 | 56436 | IN MECH ROOM IN REAR OF SPACE
1860 | W HENDERSON RD | 43220-2502 | Not Required by DOW | 36625 | WATTS | 919QT | RP | 1.000 | 3622753 | WASHER COLD SIDE, WASHER ROOM
1860 | W HENDERSON RD | 43220-2502 | Not Required by DOW | 36388 | WATTS | 919QT | RP | 1.000 | 3622754 | WASHER HOT SIDE, WASHER ROOM
1873 | W HENDERSON RD | 43220-2501 | Active | 16552 | WATTS | 919QT | RP | 1.500 | 103281 | E SIDE OF BUILDING IN BACK
1883 | W HENDERSON RD | 43220- | Active | 373075 | WATTS | 009PCQT | RP | 2.000 | 56506 | STORAGE/RISER ROOM BACK OF BUILDING
1883 | W HENDERSON RD | 43220- | Active | 124521 | AMES | 2000SS | DC | 6.000 | 87712 | STORAGE RISER ROOM BACK OF BLDG
1883 | W HENDERSON RD | 43220- | Not Required by DOW | 3929791 | WILKINS | 975XLTCU | RP | 2.000 | 3608065 | UTILITY ROOM - BACK SW CORNER UNIT 4733
1885 | W HENDERSON RD | 43220-2501 | Active | 577274 | WILKINS | 975XL | RP | 1.000 | 102122 | BY WATER METER IN STOCK ROOM
1890 | W HENDERSON RD | 43220-2502 | Active | 5100533 | WILKINS | 975XL2 | RP | 2.000 | 3441880
1905 | W HENDERSON RD | 43220-2503 | Not Required by DOW | 310859 | WATTS | 800M4 | PVB | 1.000 | 56581 | AT METER
1905 | W HENDERSON RD | 43220-2503 | Active | W003932 | WILKINS | 975XL | RP | 1.500 | 56582 | AT METER REAR OF STORE
1905 | W HENDERSON RD | 43220-2503 | Not Required by DOW | 61666 | WATTS | 009M2QT | RP | 0.750 | 56583 | AT METER
1905 | W HENDERSON RD | 43220-2503 | Not Required by DOW | 02460 | WATTS | 007M2 | DC | 1.250 | 56584 | AT METER
1920 | W HENDERSON RD | 43220-2504 | Active | 1342710504 | AMES | 3000SS | DCDA | 6.000 | 56640 | BACK OF STORE AT RISER (LEFT JUST BEFORE DOCK AREA)
1920 | W HENDERSON RD | 43220-2504 | Active | 60705 | WATTS | 007M1QT | DC | 0.750 | 56641 | BACK OF STORE AT RISER (LEFT JUST BEFORE DOCK AREA)
1920 | W HENDERSON RD | 43220-2504 | Active | W149888 | WILKINS | 975XL | RP | 1.500 | 56642 | EAST SIDE OF BUILDING NEAR STAIRWELL UNDER ELEVATED OFFICE IN CABINET
1920 | W HENDERSON RD | 43220-2504 | Active | 04825 | AMES | 4000B | RP | 1.500 | 98897 | NW CORNER. TO LEFT OF EXIT IN KITCHEN/ BY DUCK HOOD
1927 | W HENDERSON RD | 43220-2503 | Active | 411985 | WATTS | 909M1QT | RP | 2.000 | 56655 | IN CHEMICAL ROOM BY METER/
1927 | W HENDERSON RD | 43220-2503 | Not Required by DOW | 24444 | WATTS | 919AQT | RP | 0.750 | 97953 | MECH ROOM
1927 | W HENDERSON RD | 43220-2503 | Not Required by DOW | CB481067 | WILKINS | 720A | PVB | 1.000 | 98284 | Outside N.E. corner
1932 | W HENDERSON RD | 43220-2504 | Active | 583847 | WILKINS | 975XL | RP | 0.750 | 56670 | INSIDE BACK ROOM BY DOOR EAST WALL BEHIND COOLER
1933 | W HENDERSON RD | 43220-2584 | Active | 448108 | WATTS | 909M1QT | RP | 1.500 | 100878 | MECHANICAL ROOM
1933 | W HENDERSON RD | 43220-2584 | Not Required by DOW | 33877 | WATTS | 919QT | RP | 1.000 | 100879 | MECHANICAL ROOM
1934 | W HENDERSON RD | 43220-2504 | Active | 81494 | WATTS | 919QT | RP | 0.750 | 3441882 | UTILITY ROOM AT WATER METER
1936 | W HENDERSON RD | 43220-2504 | Active | ALA11806 | WILKINS | 975XL3 | RP | 0.750 | 3441883 | REAR OF STOREFRONT,, J.E.WIGGINS TAX SERVICE
1942 | W HENDERSON RD | 43220-2504 | Not Required by DOW | 80957 | WATTS | 009QT | RP | 0.750 | 56703 | IN BTTM OF CABINET RIGHT OF ICE MACHINE BY OFFICE
1942 | W HENDERSON RD | 43220-2504 | Active | ALA27786 | WILKINS | 975XL3 | RP | 1.000 | 3633904 | AT WATER METER BEHIND GREASE TRAP.
1945 | W HENDERSON RD | 43220- | Removed | 30261REM | WATTS | 008PCQT | PVB | 0.500 | 93140 | AT SINK IN PRODUCE DEPARTMENT - 1955 W HENDERSON RD
1945 | W HENDERSON RD | 43220- | Not Required by DOW | 71209 | WATTS | 008PCQT | PVB | 0.500 | 93141 | AT SINK IN MEAT DEPARTMENT - 1955 W HENDERSON RD
1945 | W HENDERSON RD | 43220- | Not Required by DOW | 35327 | WATTS | 008PCQT | PVB | 0.500 | 93142 | AT SINK IN SEAFOOD DEPARTMENT - 1955 W HENDERSON RD
1945 | W HENDERSON RD | 43220- | Not Required by DOW | 42010 | WATTS | 008PCQT | PVB | 0.500 | 93152 | AT SINK IN DELI - 1955 W HENDERSON RD
1945 | W HENDERSON RD | 43220- | Not Required by DOW | 42027 | WATTS | 008PCQT | PVB | 0.500 | 93153 | AT SINK IN SUSHI - 1955 W HENDERSON RD
1945 | W HENDERSON RD | 43220- | Not Required by DOW | 60493 | WATTS | 008PCQT | PVB | 0.500 | 96099 | Loading Dock Sink 1955 W HENDERSON RD
1945 | W HENDERSON RD | 43220- | Not Required by DOW | 61730 | WATTS | 008PCQT | PVB | 0.500 | 100168 | DELI @ SINK - 1955 W HENDERSON RD
1945 | W HENDERSON RD | 43220- | Active | 116000 | WATTS | LF009M2QT | RP | 1.500 | 3632533 | LOADING DOCK AT METER
1945 | W HENDERSON RD | 43220- | Active | XF-1705 | WATTS | 757DCDABF | DCDA | 8.000 | 3632534 | DCDA IN VAULT IN REAR OF STORE. NEXT TO STAND PIPE BY DOOR 1955
1945 | W HENDERSON RD | 43220- | Active | 069887 | WATTS | 007M3QT | DC | 0.750 | 3656656 | DCDA IN VAULT IN REAR OF STORE. NEXT TO STAND PIPE BY DOOR 1955
1965 | W HENDERSON RD | 43220-2401 | Removed | W342199REM | WILKINS | 975XLBMS | RP | 1.500 | 56788 | 0 USE 06/06/2016 CAG. SOUTHWEST REAR OF BUILDING
1965 | W HENDERSON RD | 43220-2401 | Active | 117682 | WATTS | LF009M2QT | RP | 1.500 | 3654193 | at meter in golf bar
1985 | W HENDERSON RD | 43220-2401 | Active | AJAZ0756 | WILKINS | 375 | RP | 1.000 | 3441884 | AT METER BY BACK DOOR OF 1983.... AMAZING WOK
1991 | W HENDERSON RD | 43220-2401 | Active | A01443 | WATTS | 007QT | DC | 1.500 | 56886 | JANITORS CLOSET
2000 | W HENDERSON RD | 43220-2453 | Not Required by DOW | 22705 | WATTS | 919AQT | RP | 0.750 | 97377 | ON COLUMN OUTSIDE OF REAR ENTRANCE
2000 | W HENDERSON RD | 43220-2453 | Active | WK-0312 | WATTS | 957 | RP | 3.000 | 3633410
2021 | W HENDERSON RD | 43220- | Active | 28871B | WILKINS | 350ASTDA | DCDA | 6.000 | 3605702 | IN PIT in parking lot off nugent
2021 | W HENDERSON RD | 43220- | Active | HC57263 | WILKINS | 950XLD | DC | 0.750 | 3653583 | IN PIT in parking lot off nugent
2029 | W HENDERSON RD | 43220- | Active | 17971 | WATTS | 919AQT | RP | 1.000 | 96721 | NEXT TO WATER METER IN 1ST FLOOR ELECTRICAL ROOM
2031 | W HENDERSON RD | 43220-2401 | Active | 52532 | WATTS | LF919-QT | RP | 0.750 | 3441890 | MECHANICAL/SERVER ROOM NW CORNER
2040 | W HENDERSON RD | 43220-2402 | Active | 1001558 | WILKINS | 975XL | RP | 2.000 | 57090 | FRONT MECH ROOM
2051 | W HENDERSON RD | 43220-2451 | Replaced | 162799REP | WATTS | 009QT | RP | 1.000 | 57113 | REPLACED- IN MECHANICAL ROOM IN REAR OF BLDG
2051 | W HENDERSON RD | 43220-2451 | Active | 44823 | WATTS | LF919QT | RP | 1.000 | 3351174 | IN MECHANICAL ROOM IN REAR OF BLDG
2066 | W HENDERSON RD | 43220-2452 | Active | 4653512 | WILKINS | 975XL | RP | 1.500 | 3441892 | AT WATER METER IN FIRST OFFICE ON LEFT IN BASEMENT
2081 | W HENDERSON RD | 43220-2451 | Active | 40898 | WATTS | LF919QT | RP | 1.000 | 104032 | MECHANICAL ROOM
2081 | W HENDERSON RD | 43220-2451 | Not Required by DOW | 40193 | WATTS | LF919QT | RP | 1.000 | 104066 | MECHANICAL ROOM
2111 | W HENDERSON RD | 43220-7346 | Active | 4244681 | wilkins | 975XL2 | RP | 1.000 | 94468 | CLOSET OUTSIDE RESTROOMS
2116 | W HENDERSON RD | 43220-2474 | Active | 20648 | WATTS | 919QT | RP | 1.500 | 3441894 | AT METER
2116 | W HENDERSON RD | 43220-2474 | Not Required by DOW | 65966 | WATTS | 919QT | RP | 0.750 | 3621423 | AT ICE MACHINE
2140 | W HENDERSON RD | 43220-2320 | Active | 537535 | WILKINS | 975 | RP | 0.750 | 57426 | NEAR WATER METER
2140 | W HENDERSON RD | 43220-2320 | Not Required by DOW | 537542 | WILKINS | 975XL | RP | 0.750 | 57427 | BETWEEN BOILER & WATER HEATER IN UTILITY ROOM
2200 | W HENDERSON RD | 43220-7327 | Not Required by DOW | 1144181 | WILKINS | 975XL | RP | 0.750 | 57614 | MECH ROOM NE CORNER OF BUILDING
2200 | W HENDERSON RD | 43220-7327 | Active | ACL8303 | WILKINS | 975XL2 | RP | 1.500 | 3636429 | MECH ROOM NE CORNER OF BUILDING
2200 | W HENDERSON RD | 43220-7327 | Active | 1988220620 | AMES | 3000SS | DCDA | 4.000 | 3636430 | MECH ROOM NE CORNER OF BUILDING
2200 | W HENDERSON RD | 43220-7327 | Active | 84087 | AMES | 2000B | DC | 0.750 | 3648223 | MECH ROOM NE CORNER OF BUILDING
2218 | W HENDERSON RD | 43220-7331 | Active | 521639 | WATTS | 909QT | RP | 0.750 | 57645 | MECH ROOM
2226 | W HENDERSON RD | 43220-7331 | Removed | 1111112226REM | HYDRO-GAP | XX | AG | 10.000 | 57675 | *****REMOVED*****ABOVE 3 COMPARTMENT SINK
2226 | W HENDERSON RD | 43220-7331 | Active | B245006 | WILKINS | 375XL | RP | 0.750 | 3635096
2260 | W HENDERSON RD | 43220-2322 | Active | AMA12779 | WILKINS | 975XL3 | RP | 1.500 | 3441899 | METER AND RP IN TINY CLOSET IN 2264
3240 | W HENDERSON RD | 43220-2300 | Due Install |  |  |  | RP | 1.000 | 3441901
3240 | W HENDERSON RD | 43220-2300 | Due Install |  |  |  | RPDA | 6.000 | 3658312
3260 | W HENDERSON RD | 43220-4388 | Active | 736435 | WATTS | 800M4QT | PVB | 1.000 | 93251 | FRONT OFF BUILDING
3382 | W HENDERSON RD | 43220 | Active | 062810 | WATTS | LF009M2QT | RP | 1.500 | 3636936 | HOTBOX
3382 | W HENDERSON RD | 43220 | Active | TA-1273 | AMES | 300-GV | DCDA | 6.000 | 3636938 | HOTBOX
3382 | W HENDERSON RD | 43220 | Active | 54845 | AMES | 2000BM3 | DC | 0.750 | 3636939 | HOTBOX
3382 | W HENDERSON RD | 43220 | Not Required by DOW | 1609863 | WILKINS | 975XL | RP | 1.500 | 3648523 | HOTBOX
3425 | W HENDERSON RD | 43220-2325 | Active | 32618 | WATTS | 800QT | PVB | 1.000 | 60706 | FRONT LEFT OF DOOR
3445 | W HENDERSON RD | 43220-2203 | Active | CB584546 | WILKINS | 720A | PVB | 1.000 | 3441903 | front right
3465 | W HENDERSON RD | 43220-2203 | Active | 135620 | WATTS | 009 M2 | RP | 0.750 | 3441906 | IN BASEMENT AT METER
3477 | W HENDERSON RD | 43220-2203 | Active | 144124 | WATTS | 009M3QT | RP | 0.750 | 60820 | BASEMENT MECH RM, HOUSE IS OFF SHADY HOLLOW LN 3455
3479 | W HENDERSON RD | 43220-2203 | Not Required by DOW | CB794304 | WILKINS | 720A | PVB | 1.000 | 3441907 | FRONT RIGHT OF DOOR IN BOX
3479 | W HENDERSON RD | 43220-2203 | Not Required by DOW | CB794208 | WILKINS | 720A | PVB | 1.000 | 3650152 | BACK CENTER BY GAS MTR
3479 | W HENDERSON RD | 43220-2203 | Active | ABH0108 | WILKINS | 975XL | RP | 1.000 | 3650159 | BACK BSMNT AT WATER METER
3560 | W HENDERSON RD | 43220- | Active | 116576 | AMES | 4000SS | RP | 3.000 | 90475 | HOT BOX E OF MAIN DRVWAY IN LANDSCAPE NE SLATEY HOLLOW & W HENDERSON
3560 | W HENDERSON RD | 43220- | Active | 1491150406 | AMES | 3000SS | DCDA | 6.000 | 90476 | PIT E OF MAIN DR LANDSCAPE AREA NE SLATEY HOLLOW & W HENDERSON
3560 | W HENDERSON RD | 43220- | Active | 05041 | WATTS | 007M1PCQT | DC | 0.750 | 90477 | IN PIT EAST OF MAIN DRIVE SLATEY HOLLW/W HENDRSON
3560 | W HENDERSON RD | 43220- | Not Required by DOW | 07758 | AMES | 4000BM3 | RP | 0.750 | 90478 | IN HOT BOX EAST OF MAIN DRIVE IN LANDSCAPE AREA FOR IRRIGATION
3560 | W HENDERSON RD | 43220- | Not Required by DOW | A18449 | WATTS | 009PCQT | RP | 0.750 | 92843 | BASEMENT OF 5211 SLATEY HOLLOW
3560 | W HENDERSON RD | 43220- | Not Required by DOW | 4051373 | WILKINS | 975XL2 | RP | 0.750 | 3630199 | IN SMALL HOT BOX
4030 | W HENDERSON RD | 43220 | Active | 441897 | WATTS | 909M1QT | RP | 2.000 | 92921 | MECH ROOM
4030 | W HENDERSON RD | 43220 | Active | N0703070900 | FEBCO | 876V | DCDA | 6.000 | 92944 | HOT BOX WEST SIDE OF PROPERTY
4030 | W HENDERSON RD | 43220 | Active | H010755 | FEBCO | 805YB | DC | 0.750 | 92945 | HOT BOX ON WEST SIDE OF PROPERTY
4030 | W HENDERSON RD | 43220 | Not Required by DOW | 612075 | WATTS | 909QT | RP | 1.000 | 96100 | MECH ROOM
4035 | W HENDERSON RD | 43220-2288 | Active | 39054 | FEBCO | 765 | PVB | 1.000 | 62713 | FRONT OF HOUSE
2025 | W HENDERSON RD UNIT #10 | 43220-2459 | Active | AJAZ0728 | WILKINS | 375XL | RP | 1.000 | 3441887 | HOTBOX ABOVE VAULT SW CORNER OF BUILDING WEST MOST OF 4 LB 2156
2025 | W HENDERSON RD UNIT #30 | 43220-2459 | Active | AJAS2894 | WILKINS | 375XL | RP | 1.000 | 3441888 | HOTBOX ABOVE VAULT SW CORNER OF BUILDING. 3RD FROM WEST LB 2156
2025 | W HENDERSON RD UNIT #50 | 43220-2459 | Active | AJAZ0708 | WILKINS | 375XL | RP | 1.000 | 3441889 | IN HOT BOX ABOVE PIT SW CORNER OF BUILDING EAST MOST OF 4 LB 2156
2025 | W HENDERSON RD UNIT #70 | 43220-2459 | Active | AJAZ0743 | WILKINS | 375XL | RP | 1.000 | 3441886 | HOTBOX ABOVE VAULT SW CORNER OF BUILDING 2ND OF 4 FROM WEST LB 2156
1550 | W HENDERSON RD UNIT 176A | 43220- | Active | 4974245 | WILKINS | 975XL2 | RP | 2.000 | 3441862 | MECH ROOM BY SOUTH ENTRANCE
2025 | W HENDERSON RD UNIT 80 | 43220 | Active | 128677 | WATTS | LF009M2QT | RP | 1.500 | 3659148 | AT METER
101 | W HICKORY ST | 43215- | Active | 143814 | WATTS | 909 | RP | 3.000 | 53608 | BASEMENT - NORTH STORAGE ROOM
101 | W HICKORY ST | 43215- | Not Required by DOW | 278416 | WATTS | 909M1QT | RP | 2.000 | 53609 | Sprinkler Room
101 | W HICKORY ST | 43215- | Not Required by DOW | 352550 | WATTS | 909M1QT | RP | 2.000 | 53610 | Old Generator Room
101 | W HICKORY ST | 43215- | Active | 9910051415 | FEBCO | 856 | DC | 6.000 | 53612 | BASEMENT STORAGE ROOM
38 | W HINMAN AVE | 43207-1884 | Inactive | [5 empty] | 3446288
12 | W HUBBARD AVE | 43215- | Removed | ABT4664REM | WILKINS | 975 | RP | 0.750 | 54254 | BOILER ROOM
120 | W HUBBARD AVE | 43215- | Active | 210927 | WILKINS | 975 | RP | 0.750 | 54255 | FAN ROOM BASEMENT
120 | W HUBBARD AVE | 43215- | Due Install |  |  |  | RP |  | 3636569
177 | W HUBBARD AVE | 43215- | Active | 422538 | WATTS | 007M3QT | RP | 0.750 | 3448427
333 | W HUBBARD AVE | 43215-1345 | Active | H491798 | FEBCO | 765 | PVB | 0.750 | 94830 | FRONT OF HOUSE LEFT SIDE
71 | W JEFFREY PL | 43214-2018 | Removed | CAB23794REM | WILKINS | 720A | PVB | 0.750 | 71411 | FRONT OF HOUSE
12 | W JEFFREY PL | 43214-2019 | Active | 245727 | WILKINS | 720A | PVB | 0.750 | 103295 | FRONT OF HOUSE
148 | W JEFFREY PL | 43214-2021 | Active | T223383 | Wilkins | 720A | PVB | 0.750 | 93621 | LEFT SIDE OF HOUSE NEXT TO A16
162 | W JEFFREY PL | 43214-2021 | Active | 108525 | WILKINS | 420 | PVB | 1.000 | 55623 | FRONT
177 | W JEFFREY PL | 43214-2020 | Active | T070709 | WILKINS | 720A | PVB | 0.750 | 56074 | FRONT OF HOUSE
190 | W JEFFREY PL | 43214-2021 | Active | T303635 | WILKINS | 720 | PVB | 0.750 | 3453584 | FRONT OF HOUSE
196 | W JEFFREY PL | 43214-2021 | Active | CB366373 | WILKINS | 720A | PVB | 0.750 | 56754 | RIGHT SIDE
32 | W JENKINS AVE | 43207-1048 | Removed | 3509225REM | WILKINS | 975XL | RP | 1.000 | 60185 | USE 6/3/15 CAG. REMOVED-BY WATER METER IN MECHANICAL ROOM
42 | W JENKINS AVE | 43207-1020 | Inactive | 18505 | WILKINS | 975XLBMS | RP | 1.500 | 63223 | NEXT TO WATER METER
35 | W KANAWHA AVE | 43214-1472 | Active | 286471 | WATTS | 009M3QT | RP | 0.750 | 3455570 | Basement at sump pump
279 | W KENWORTH RD | 43214 | Active | T197911 | WILKINS | 720A | PVB | 0.750 | 3603244 | LEFT SIDE BEHIND A/C
299 | W KING AVE | 43201-2613 | Active | 314556 | WILKINS | 375AST | RP | 3.000 | 3460461 | NW BSMNT MECH/BOILER ROOM AT WATER METER
130 | W LANE AV | 43221- | Active | ACF1536 | WILKINS | 975XL2 | RP | 1.000 | 54615 | BACK OF BUILDING-3RD DOOR FROM LEFT
1307 | W LANE AV | 43221- | Not Required by DOW | 580600 | WATTS | 909QT | RP | 1.000 | 54616 | CEILING NEXT TO METER IN 1293
1307 | W LANE AV | 43221- | Not Required by DOW | 227349 | WATTS | 009M2QT | RP | 1.000 | 54617 | WATER METER ROOM
1727 | W LANE AV | 43221-3341 | Removed | 241391REM | WATTS | 009M2QT | RP | 2.000 | 55980 | REMOVED-REAR OF SPACE (WEST WALL)
1727 | W LANE AV | 43221-3341 | Active | 241391 | WATTS | 009M2QT | RP | 2.000 | 96880 | SW CORNER OF KITCHEN BY MNG DESK
2201 | W LANE AV | 43221-3256 | Active | T293961 | WILKINS | 720A | PVB | 0.750 | 87255 | RIGHT SIDE OF HOUSE
1510 | W LANE AV UNIT B | 43221 | Active | 24879 | WATTS | 919ZQT | RP | 1.000 | 99320 | MECH ROOM EAST SIDE OF BLDG - ENTRY FROM REAR
50 | W LANE AVE | 43201- | Active | 357706 | WATTS | 909HWQT | RP | 0.750 | 62519 | 50 W LANE AVE, MECHANICAL ROOM
64 | W LANE AVE | 43201-1021 | Not Required by DOW | 291544 | WATTS | 009QT | RP | 0.500 | 69854 | IN BASEMENT AT SOUTH END OF BUILDING - ON BOILER
64 | W LANE AVE | 43201-1021 | Active | 165626 | WATTS | 909 | RP | 3.000 | 69855 | WATER METER ROOM NE CORNER
64 | W LANE AVE | 43201-1021 | Not Required by DOW | 13548 | AMES | 2000B | DC | 2.000 | 86971 | WATER METER ROOM NE CORNER
64 | W LANE AVE | 43201-1021 | Not Required by DOW | 108268 | WATTS | 007QT | DC | 2.000 | 96810 | BOIL ROOM
15 | W LANE AVE | 43201 | Active | 1870610915 | AMES | 3000SS | DCDA | 6.000 | 3616760 | RISER ROOM
150 | W LANE AVE | 43201 | Active | 24450 | WATTS | 007M1QT | DC | 0.750 | 3617024 | RISER ROOM
150 | W LANE AVE | 43201 | Active | 6057 | WILKINS | 375AST | RP | 4.000 | 3618196 | WATER METER RM SOMEWHAT IN CENTER OF BLDG
174 | W LANE AVE | 43201-1021 | Active | 249775 | WATTS | LF009M2QT | RP | 1.000 | 3464165
222 | W LANE AVE | 43201-1031 | Removed | 11750REM | WATTS | LF919QT | RP | 1.250 | 57647 | IN PENTHOUSE IN MECH RM
222 | W LANE AVE | 43201-1031 | Active | 47901C | WILKINS | 375AST | RP | 6.000 | 3657708 | DOMESTIC IN CLOSET, WEST SIDE OF BASEMENT, BEHIND DOUBLE DOORS
222 | W LANE AVE | 43201-1031 | Active | 36877B | WILKINS | 350ASTDA | DCDA | 8.000 | 3657709 | FIRE IN FIRE PUMP ROOM, WEST OUTSIDE DOOR ON 1ST FL
222 | W LANE AVE | 43201-1031 | Active | HC71058 | WILKINS | 950XLD | DC | 0.750 | 3657710 | FIRE IN FIRE PUMP ROOM, WEST OUTSIDE DOOR ON 1ST FL
222 | W LANE AVE | 43201-1031 | LPS - Active |  |  |  | LST |  | 3657711 | FIRE PUMP - IN FIRE PUMP ROOM, WEST OUTSIDE DOOR ON 1ST FL
222 | W LANE AVE | 43201-1031 | Active | ABB42020 | WILKINS | 975XL2 | RP | 0.750 | 3658752 | POOL MAINT ROOM
286 | W LANE AVE | 43201-1002 | Not Required by DOW |  |  |  | RP |  | 3464171
300 | W LANE AVE | 43201-1002 | Active | 2EL1326 | AMES | 2000SS | DC | 4.000 | 59751 | AT WATER METER AT BACK DOOR OF KITCHEN
300 | W LANE AVE | 43201-1002 | Not Required by DOW | 3307115 | WILKINS | 975XL | RP | 2.000 | 59752 | IN W MECH ROOM W/HWT & IRRIGATION - OUTSIDE DR, FOR DOM CONT NOT AT MTR
300 | W LANE AVE | 43201-1002 | Not Required by DOW | 3452816 | WILKINS | 975XL | RP | 0.750 | 102100 | W MECHANIC ROOM OUTSIDE
300 | W LANE AVE | 43201-1002 | Active | 275442 | WATTS | LF009 | RP | 2.000 | 3638206 | At back door of kitchen
316 | W LANE AVE | 43201-1002 | Due Install |  |  |  | RP | 0.750 | 3464172
328 | W LANE AVE | 43201-1002 | Not Required by DOW | 151112 | WATTS | 009M2QT | RP | 1.500 | 60353 | BOILER ROOM OVERHEAD NORTHEAST WALL
328 | W LANE AVE | 43201-1002 | Active | JH0099 | WATTS | 957RPDA-GV | RP | 3.000 | 98087 | BOILER ROOM BASEMENT
328 | W LANE AVE | 43201-1002 | Active | JG0164 | WATTS | 957RPDA-GV | RP | 3.000 | 98088 | BOILER ROOM IN BASEMENT
328 | W LANE AVE | 43201-1002 | Active | 163657 | AMES | 2000SS | DC | 6.000 | 98089 | BOILER ROOM IN BASEMENT
328 | W LANE AVE | 43201-1002 | LPS - Active |  |  |  | LST |  | 3638212 | DOMESTIC PUMP
352 | W LANE AVE | 43201-1022 | Removed | 41334REM | WATTS | 919AQT | RP | 0.750 | 103065 | **REMOVED** SE AT WATER METER
352 | W LANE AVE | 43201-1022 | Active | 39530 | WATTS | 919AQT | RP | 2.000 | 3651513 | NE MECH/RISER ROOM AT WATER METER
352 | W LANE AVE | 43201-1022 | Active | 11016462021 | AMES | 3000SS | DCDA | 4.000 | 3651516 | NE MECH/RISER ROOM
352 | W LANE AVE | 43201-1022 | Active | 85357 | AMES | 2000B | DC | 0.750 | 3651517 | NE MECH/RISER ROOM
364 | W LANE AVE | 43201-1000 | Active | SI-0577 | AMES | 300-GV | DCDA | 8.000 | 3464173 | METER PIT SOUTH OF BLDG DEVICE IN MECH ROOM N/E CORNER OF BLDG
364 | W LANE AVE | 43201-1000 | Due Install |  |  |  | RP | 8.000 | 3659005
830 | W LANE AVE | 43221-3528 | Active | 190975 | WATTS | 009M2PCQT | RP | 0.750 | 73682 | BASEMENT WEST WALL
840 | W LANE AVE | 43221-3528 | Active | 190922 | WATTS | 009M3QT | RP | 0.750 | 73786 | SOUTH END EAST SIDE
128 | W LANE AVE | 43221-3547 | Active | 83863 | WATTS | LF919QT | RP | 0.750 | 3464174 | AT METER
1315 | W LANE AVE | 43221-3538 | Not Required by DOW | 1144143 | WILKINS | 975 | RP | 1.000 | 54655 | 12' IN THE AIR BY THE REAR EXIT 1315-H, @ 1315-H (STARBUCKS)
1315 | W LANE AVE | 43221-3538 | Active | 1150204 | WILKINS | 975XLBMS | RP | 1.500 | 54656 | MECH ROOM AT REAR OF BUILDING SW CORNER
1315 | W LANE AVE | 43221-3538 | Not Required by DOW | 91444 | WATTS | 009M2PCQT | RP | 1.000 | 54657 | MECH ROOM REAR OF BUILDING
1344 | W LANE AVE | 43221-3530 | Active | A17525 | WATTS | 009M2QT | RP | 1.000 | 93601 | MID UTLTY AREA MOP SINK, WASHER & DRYER AT WATER METER
1375 | W LANE AVE | 43221 | Active | XF-1819 | AMES | COLT 200 | DCDA | 8.000 | 3655428 | FIRE PUMP ROOM N/E SIDE OF BLDG
1375 | W LANE AVE | 43221 | Active | 74100 | AMES | 2000BM3 | DC | 0.750 | 3655429
1375 | W LANE AVE | 43221 | Active | WA-0813 | WATTS | 957 | RP | 6.000 | 3655516 | ABOVE WATER METER BACKFLOW DEVICE
1375 | W LANE AVE | 43221 | Active | WA-0801 | WATTS | 957 | RP | 6.000 | 3655517 | Water Room, East End of Building
1431 | W LANE AVE | 43221-3918 | Active | 18670 | WATTS | 919AQT | RP | 0.750 | 95993 | MECH ROOM
1431 | W LANE AVE | 43221-3918 | Active | 15981 | WATTS | 919AQT | RP | 1.500 | 95994 | MECH ROOM
1442 | W LANE AVE | 43221 | Not Required by DOW | T300076 | WILKINS | 720A | PVB | 0.750 | 3633611 | RIGHT/EAST SIDE OF BUILDING
1442 | W LANE AVE | 43221 | Active | 33766 | WATTS | LF919QT | RP | 2.000 | 3635880 | INSIDE REAR OF BUILDING AT DOMESTIC WATER METER
1480 | W LANE AVE | 43221-3919 | Active | 1424010605 | AMES | 3000SS | DCDA | 4.000 | 87202 | SPRINKLER ROOM IN BASEMENT
1480 | W LANE AVE | 43221-3919 | Active | 45186 | AMES | 2000B | DC | 0.750 | 87204 | SPRINKLER ROOM
1480 | W LANE AVE | 43221-3919 | Not Required by DOW | W242366 | WILKINS | 975A | RP | 2.000 | 89140 | SPRINKLER ROOM AT METER
1480 | W LANE AVE | 43221-3919 | Active | W242380 | WILKINS | 975XL | RP | 2.000 | 89141 | SPRINKLER ROOM AT METER
1515 | W LANE AVE | 43221-3922 | Active | 4584454 | WILKINS | 975XL2 | RP | 1.000 | 3464188 | FRONT BSMNT MECH/FURN/HWT ROOM AT WATER METER
1515 | W LANE AVE | 43221-3922 | Not Required by DOW | T295072 | WILKINS | 720A | PVB | 0.750 | 3650391 | LEFT SIDE
1541 | W LANE AVE | 43221 | Active | V46919 | WILKINS | 350ADA | DCDA | 4.000 | 3619807 | MECHANICAL ROOM
1541 | W LANE AVE | 43221 | Active | 4268919 | WILKINS | 950 | DC | 0.750 | 3619808 | MECHANICAL ROOM
1541 | W LANE AVE | 43221 | Active | 4227773 | WILKINS | 975 | RP | 2.000 | 3619809 | MECHANICAL ROOM
1541 | W LANE AVE | 43221 | Not Required by DOW | 4276017 | WILKINS | 975 | RP | 2.000 | 3619810 | MECHANICAL ROOM
1541 | W LANE AVE | 43221 | Not Required by DOW | 020701 | WATTS | LF909M1QT | RP | 1.250 | 3629952 | MECHANICAL ROOM BY WATER METER
1544 | W LANE AVE | 43221- | Active | 4678704 | WILKINS | 975XL2 | RP | 0.750 | 3464192 | UNDER HAND SINK IN FRONT BEHIND ICE BOX
1550 | W LANE AVE | 43221-3921 | Active | 4690143 | WILKINS | 975XL2 | RP | 0.750 | 3638201 | UNDER PREP TABLE BESIDE BACK DOOR
1555 | W LANE AVE | 43221 | Active | 3611876 | WILKINS | 975XL2 | RP | 2.000 | 102790 | SW CORNER OF BUILDING UNDER MEZZANINE
1555 | W LANE AVE | 43221 | LPS - Active |  |  |  | LPC |  | 3624711 | DOMESTIC PUMP -
1576 | W LANE AVE | 43221 | Active | ND-0212 | WATTS | 957 | RP | 3.000 | 103611 | Mechanical Rm-Domestic
1576 | W LANE AVE | 43221 | Not Required by DOW | 163385 | WATTS | 009M2QT | RP | 1.500 | 103644
1576 | W LANE AVE | 43221 | Active | 720B | WILKINS | 350ADA | DCDA | 8.000 | 103809 | MECHANICAL ROOM
1576 | W LANE AVE | 43221 | Active | 3704568 | WILKINS | 950XL | DC | 0.750 | 103810 | MECHANICAL ROOM
1576 | W LANE AVE | 43221 | Not required by DOW | 48286 | WATTS | 919QT | RP | 0.750 | 103811 | POOL EQUIPMENT ROOM
1576 | W LANE AVE | 43221 | LPS - Active |  |  |  | LPC |  | 3633794 | DOMESTIC PUMP -
1600 | W LANE AVE | 43221 | Active | NC-1404 | WATTS | 957 | RP | 3.000 | 103874 | Basement Fire Pump-Water Rm SE Corner
1600 | W LANE AVE | 43221 | Active | 68851 | AMES | 2000B | DC | 0.750 | 103881 | Basement Fire Pump-Water Rm SE Corner
1600 | W LANE AVE | 43221 | Active | 1786300712 | AMES | 3000SS | DCDA | 8.000 | 103882 | Basement Fire Pump-Water Rm SE Corner
1600 | W LANE AVE | 43221 | Not Required by DOW | 16522 | WATTS | 919QT | RP | 1.500 | 3605601 | Basement Fire Pump-Water Rm SE Corner
1600 | W LANE AVE | 43221 | LPS - Active |  |  |  | LPC |  | 3639190 | DOMESTIC PUMP - SE MECH/RISER ROOM BASMNT, LWL PARKING GARAGE
1600 | W LANE AVE | 43221 | Not Required by DOW | 26898 | WATTS | 919AQT | RP | 2.000 | 3651323 | IN RESTAURANT??
1600 | W LANE AVE | 43221 | LPS - Active |  |  |  | LST |  | 3657385 | FIRE PUMP - SE MECH/RISER ROOM BASMNT, LWL PARKING GARAGE
1640 | W LANE AVE | 43221-3925 | Active | 01810 | WILKINS | 450STDA | DCDA | 6.000 | 3464193 | Fire pump room
1640 | W LANE AVE | 43221-3925 | Active | UA-2672 | WATTS | 957 | RP | 3.000 | 3646664 | WATER RISER ROOM/MECH ROOM N SIDE OF BUILDING
1640 | W LANE AVE | 43221-3925 | LPS - Active |  |  |  | LPC |  | 3646942 | DOMESTIC PUMP -
1640 | W LANE AVE | 43221-3925 | Active | 4809144 | WILKINS | 950SXLDTCU | DC | 0.750 | 3647043 | Fire pump room
1640 | W LANE AVE | 43221-3925 | LPS - Active |  |  |  | LST |  | 3648344 | FIRE PUMP
1677 | W LANE AVE | 43221-3339 | Active | W069384 | WILKINS | 975XL | RP | 1.500 | 88030 | BACK HALL OF CHINA DYNASTY
1677 | W LANE AVE | 43221-3339 | NULL | [5 empty] | 3464195
1680 | W LANE AVE | 43221-3340 | Active | 49298 | WILKINS | 375A | RP | 4.000 | 3464197 | Fire Pump / Water Room - Garage S-Lane Ave Entrance
1680 | W LANE AVE | 43221-3340 | LPS - Active |  |  |  | LPC |  | 3648811 | DOMESTIC PUMP - PARKING GARAGE FIRE PUMP ROOM
1680 | W LANE AVE | 43221-3340 | Active | 1997941120 | AMES | 3000SS | DCDA | 6.000 | 3648812 | Fire Pump / Water Room - Garage S-Lane Ave Entrance
1680 | W LANE AVE | 43221-3340 | Active | 30928 | WATTS | 007M1--QT | DC | 0.750 | 3648813 | Fire Pump / Water Room - Garage S-Lane Ave Entrance
1680 | W LANE AVE | 43221-3340 | LPS - Active |  |  |  | LST |  | 3648814 | FIRE PUMP - PUMP ROOM IN PARKING GARAGE
1750 | W LANE AVE | 43221-1170 | Active | H012175 | FEBCO | 805YB | DC | 0.750 | 99318 | REAR IN RISER ROOM
1750 | W LANE AVE | 43221-1170 | Active | N0906160911 | FEBCO | 876 | DCDA | 4.000 | 100000 | REAR RISER ROOM
1750 | W LANE AVE | 43221-1170 | Active | 3117097 | WILKINS | 975XL | RP | 2.000 | 100001 | MECH ROOM-REAR OF BUILDING
1750 | W LANE AVE | 43221-1170 | Removed | 34147REM | WATTS | 007M1PCQT | DC | 0.750 | 103561 | REMOVED-1700 W LANE AVE, BACK MECHANICAL ROOM
1756 | W LANE AVE | 43221-3311 | Active | 1060643 | WILKINS | 975 | RP | 0.750 | 56043 | NORTH WALL MIDDLE OF BUILDING
1761 | W LANE AVE | 43221-3310 | Active | 4663080 | WILKINS | 975XL2 | RP | 1.000 | 3464199 | SE BSMNT AT WATER METER
1800 | W LANE AVE | 43221-3313 | Removed | 389470REM | WATTS | 909QT | RP | 0.750 | 56245 | *****REMOVED*****N WALL OF COMP. ROOM AT METER
1800 | W LANE AVE | 43221-3313 | Active | 064551 | WATTS | LF009M2QT | RP | 1.500 | 3636290 | NE METER ROOM AT WATER METER OUTSIDE DOOR
1800 | W LANE AVE | 43221-3313 | Not Required by DOW | 160614 | WATTS | LF009M2QT | RP | 1.000 | 3636291 | WATER ROOM NE CORNER
1819 | W LANE AVE | 43221-3312 | Active | 4526889 | WILKINS | 975XL2 | RP | 0.750 | 3464203 | LOWER LEVEL MECHANICAL ROOM
1990 | W LANE AVE | 43221-3253 | Active | T024286 | WILKINS | 720A | PVB | 1.000 | 101611 | FRONT OF HOUSE
1999 | W LANE AVE | 43221-3252 | Active | EAK2820 | WILKINS | 720 | PVB | 0.750 | 3464234 | LEFT FRONT
2023 | W LANE AVE | 43221-3254 | Active | 265132 | WATTS | 800M4QT | PVB | 1.000 | 57057 | FRONT OF HOUSE
2073 | W LANE AVE | 43221-3231 | Active | t339976 | WILKINS | 720A | PVB | 1.000 | 98869 | LEFT SIDE OF HOUSE
2130 | W LANE AVE | 43221-3234 | Active | CB287399 | WILKINS | 720 | PVB | 0.750 | 3464244 | SIDE OF HOUSE BY SIDE DOOR
2151 | W LANE AVE | 43221-3235 | Active | T417670 | WILKINS | 720A | PVB | 0.750 | 3464247 | RIGHT SIDE OF HOUSE
2175 | W LANE AVE | 43221-3235 | Active | CB867319 | WILKINS | 720A | PVB | 0.750 | 3464251 | Right side of the house
2193 | W LANE AVE | 43221-3256 | Active | EAD4080 | WILKINS | 720A | PVB | 0.750 | 3464252 | side of house
2266 | W LANE AVE | 43221-3602 | Removed | 651169REM | WATTS | 800QT | PVB | 1.000 | 57816 | FRONT OF HOUSE REMOVED
2266 | W LANE AVE | 43221-3602 | Active | T418844 | WILKINS | 720A | PVB | 0.750 | 3654371 | FRONT OF THE HOUSE RIGHT OF DOOR
2384 | W LANE AVE | 43221-3602 | Not Required by DOW | 07033REM | WATTS | 719 | DC | 1.000 | 87498 | IN GARAGE AT WELL PUMP
2384 | W LANE AVE | 43221-3602 | Removed | 4104183REM | WILKINS | 975XL2 | RP | 1.000 | 3611496 | BASEMENT AT WATER METER - NOT IN GARAGE
2384 | W LANE AVE | 43221-3602 | Active | B071190 | WATTS | 800M2QT | PVB | 1.000 | 3653281 | LEFT OF FRONT DOOR
2396 | W LANE AVE | 43221-3602 | Active | DK6948 | FEBCO | 765 | PVB | 0.750 | 101949 | EAST SIDE OF HOUSE
2420 | W LANE AVE | 43221-3602 | Active | 628666 | WATTS | 800M4QT | PVB | 1.000 | 91748 | EAST SIDE OF HOME NEAR BAY WINDOW
2470 | W LANE AVE | 43221-3657 | Active | T172066 | WILKINS | 720A | PVB | 1.000 | 58405 | LEFT OF DOOR (FRONT)
2480 | W LANE AVE | 43221-3657 | Active | 21200 | WATTS | 800QT | PVB | 1.000 | 58426 | LEFT SIDE OF HOME
2502 | W LANE AVE | 43221-3657 | Active | CB597681 | WILKINS | 720A | PVB | 0.750 | 3464263 | RIGHT SIDE OF HOUSE
1510 | W LANE AVE SUITE A | 43221 | Active | 24534 | WATTS | 919ZQT | RP | 0.750 | 99321 | MECHANICAL ROOM EAST SIDE OF BLDG-ENTRY FROM REAR
1430 | W LANE AVE UNIT A | 43221-3919 | Active | 1144493 | WILKINS | 975XL | RP | 1.000 | 55010 | N WALL MECH ROOM BELOW WATER ST# 1215
1585 | W LANE AVE UNIT B | 43221-3924 | Not Required by DOW | H23115 | FEBCO | 825Y | RP | 2.000 | 88017 | BASEMENT C SOUTH WALL
1585 | W LANE AVE UNIT B | 43221-3924 | Active | F0304140135 | FEBCO | 876 | DCDA | 6.000 | 88019 | RISER RM #3 MIDDLE OF BLDG
1585 | W LANE AVE UNIT B | 43221-3924 | Active | H001476 | FEBCO | 805YB | DC | 0.750 | 88020 | RISER RM #3 MIDDLE OF BLDG
1585 | W LANE AVE UNIT B | 43221-3924 | Active | W099998 | WILKINS | 975XL | RP | 2.000 | 88021 | Water Meter Room
1585 | W LANE AVE UNIT B | 43221-3924 | Not Required by DOW | 494734 | WILKINS | 975XL | RP | 0.750 | 88032 | BASEMENT B
1585 | W LANE AVE UNIT B | 43221-3924 | Not Required by DOW | 28342 | WATTS | 919AQT | RP | 0.750 | 103335 | 1629 W LANE AVE, YOGURT MACHINE, CEILING ABOVE MACHINE
1585 | W LANE AVE UNIT B | 43221-3924 | Not Required by DOW | 246449 | WATTS | 009 | RP | 0.500 | 3610211 | NEXT TO WATER METER IN KITCHEN UNIT 1625
1585 | W LANE AVE UNIT B | 43221-3924 | Not Required by DOW | 198547 | WATTS | LF009M3QT | RP | 0.750 | 3622625 | WEST BLDG HALL D
1585 | W LANE AVE UNIT B | 43221-3924 | Not Required by DOW | B261944 | WILKINS | 375XL | RP | 1.500 | 3638565 | CLOSET BY BATHROOMS 1625 W LANE AVE
1585 | W LANE AVE UNIT C | 43221-3924 | Active | 1095810503 | AMES | 4000SS | RP | 2.500 | 88018 | Riser Room #3
1585 | W LANE AVE UNIT C | 43221-3924 | Active | 1249251202 | AMES | 3000SS | DCDA | 6.000 | 88028 | WEST BLDG BASEMENT Elec Room A
1585 | W LANE AVE UNIT C | 43221-3924 | Active | 55827 | WATTS | 007M1QT | DC | 0.750 | 88029 | W BLDG BSMNT. THIS IS A DUPLICATE SN WITH 1585 N WILSON. USE HAZ ID 88029
1585 | W LANE AVE UNIT C | 43221-3924 | Active | 108738100 | AMES | 4000SS | RP | 4.000 | 88031 | WEST BLDG LOADING DOCK
1585 | W LANE AVE UNIT D | 43221-3924 | Not Required by DOW | 1090910303 | AMES | 4000SS | RP | 2.500 | 87992 | WEST BLDG HALL D
1585 | W LANE AVE UNIT D | 43221-3924 | Active | 12239 | AMES | 4000B | RP | 0.750 | 102252 | BASEMENT C SOUTH WALL Riser Room 2
1585 | W LANE AVE UNIT D | 43221-3924 | Active | 1058260512 | AMES | 5000 | RPDA | 6.000 | 102253 | BASEMENT C SOUTH WALL Riser Room 2
1585 | W LANE AVE UNIT D | 43221-3924 | Active | 14367 | WATTS | 919QT | RP | 1.500 | 3351211 | BASEMENT C SOUTH WALL
1585 | W LANE AVE UNIT D | 43221-3924 | NULL | [5 empty] | 3629631
27 | W LAWN AVE | 43207-2454 | Active | 3641146XLTCU | WILKINS | 975XL2 | RP | 0.750 | 3465731
61 | W LAWN AVE | 43207-2455 | Not Required by DOW | [5 empty] | 3465734
95 | W LIBERTY ST | 43215-5613 | Active | 3149980 | WILKINS | 975XL | RP | 1.500 | 74759 | FRONT OF STORE BEHIND FRONT COUNTER
10 | W LIBERTY ST | 43215-5693 | Active | 1089621202 | AMES | 4000SS | RP | 4.000 | 91107 | MECH ROOM NEXT TO PARKING GARAGE
100 | W LIBERTY ST | 43215-5693 | Not Required by DOW | 22540 | AMES | 2000B | DC | 2.000 | 91147 | BUILDING 12 RISER ROOM SPRINKLER ROOM 1
100 | W LIBERTY ST | 43215-5693 | Not Required by DOW | H00921 | FEBCO | 850 | DC | 2.000 | 91148 | BUILDING IN RISER ROOM SPRINKLER ROOM 2
100 | W LIBERTY ST | 43215-5693 | Not Required by DOW | H01320 | FEBCO | 850 | DC | 2.000 | 91149 | RISER ROOM SPRINKLER ROOM 5
100 | W LIBERTY ST | 43215-5693 | Not Required by DOW | 22372 | AMES | 2000B | DC | 2.000 | 91150 | BUILDING 10 RISER ROOM SPRINKLER ROOM 4
100 | W LIBERTY ST | 43215-5693 | Not Required by DOW | 20330 | AMES | 2000B | DC | 2.000 | 91151 | BUILDING #1 RISER ROOM SPRINKLER ROOM 3
100 | W LIBERTY ST | 43215-5693 | Not Required by DOW | A204776 | WILKINS | 720A | PVB | 1.000 | 91155 | SE CORNER OF BUILDING
100 | W LIBERTY ST | 43215-5693 | Replaced | A198713REP | WILKINS | 720A | PVB | 1.000 | 92595 | REPLACED- OS BUILDING
100 | W LIBERTY ST | 43215-5693 | Replaced | A208177REP | WILKINS | 720A | PVB | 1.000 | 92596 | REPLACED- OS BUILDING #12 RISER ROOM
100 | W LIBERTY ST | 43215-5693 | Not Required by DOW | 36126 | WATTS | 919QT | RP | 2.000 | 92597 | 250 LIBERTY ST, BULDING #11 RISER ROOM SPRINKLER ROOM 2
100 | W LIBERTY ST | 43215-5693 | Not Required by DOW | 178883 | WATTS | 909 | RP | 3.000 | 92598 | BUILDING #10 RISER ROOM SPRINKLER ROOM 3
100 | W LIBERTY ST | 43215-5693 | Not Required by DOW | 06724 | WATTS | 909HWM1QT | RP | 2.000 | 92599 | BUILDING #12 MECH ROOM SPRINKLER ROOM 1
100 | W LIBERTY ST | 43215-5693 | Not Required by DOW | A204730 | WILKINS | 720A | PVB | 1.000 | 92600 | OUTSIDE RISER ROOM #1
100 | W LIBERTY ST | 43215-5693 | Not Required by DOW | 178901 | WATTS | 909QTFDA | RP | 3.000 | 95883 | NORTHWEST CORNER OF COURT YARD - 250 LIBERTY ST SPRINKLER ROOM 4
100 | W LIBERTY ST | 43215-5693 | Not Required by DOW | 178000 | WATTS | 909QTFDA | RP | 3.000 | 99678 | NORTHEAST CORNER OF COURTYARD - 250 LIBERTY ST SPRINKLER ROOM 5
100 | W LIBERTY ST | 43215-5693 | Active | 1808130618 | AMES | 3000SS | DCDA | 6.000 | 103838 | EXTERIOR METER PIT NORTHWEST CORNER OF PROPERTY
100 | W LIBERTY ST | 43215-5693 | Active | 20930 | WATTS | 007M1QT | DC | 0.750 | 103839 | EXTERIOR METER PIT NORTHWEST CORNER OF PROPERTY
100 | W LIBERTY ST | 43215-5693 | Not Required by DOW | NA-0651 | AMES | COLT 200 | DC | 6.000 | 104001 | SPRINKLER MECHANICAL ROOM SPRINKLER ROOM 6
100 | W LIBERTY ST | 43215-5693 | Not Required by DOW | ABX4570 | WILKINS | 975XL2 | RP | 1.000 | 104002 | SPRINKLER MECHANICAL ROOM - Anti freeze.. SPRINKLER ROOM 6
100 | W LIBERTY ST | 43215-5693 | Not Required by DOW | NB-0051 | AMES | DC | DC | 6.000 | 3607926 | MECHANICAL ROOM BUILDING #3 SPRINKLER ROOM 10
100 | W LIBERTY ST | 43215-5693 | Not Required by DOW | ABX4565 | WILKINS | 975XL2 | RP | 1.000 | 3607927 | ROOM NEXT 5424 AC IN COURTYARD SPRINKLER ROOM 8
100 | W LIBERTY ST | 43215-5693 | Not Required by DOW | 21677 | WATTS | 919QT | RP | 2.000 | 3609410 | RISER ROOM APTS 8000S SPRINKLER ROOM 6
100 | W LIBERTY ST | 43215-5693 | Not Required by DOW | CB157543 | WILKINS | 720A | PVB | 1.000 | 3609456 | OS BUILDING, NW COURTYARD
100 | W LIBERTY ST | 43215-5693 | Not Required by DOW | CB071104 | WILKINS | 720A | PVB | 1.000 | 3613405 | OS BUILDING #12 RISER ROOM
100 | W LIBERTY ST | 43215-5693 | Not Required by DOW | 23757 | WATTS | 919QT | RP | 2.000 | 3613481 | NEW SECTION SPRINKLER ROOM #10 SE CORNER
101 | W LIBERTY ST | 43215- | Active | 4775695 | WILKINS | 975XL2 | RP | 0.750 | 53761 | METER ROOM Front of building n/e
111 | W LIBERTY ST | 43215-5613 | Active | 1043271 | WILKINS | 975XLBMS | RP | 1.000 | 53935 | MECH ROOM (METER ROOM)
33 | W LINCOLN ST | 43215-1672 | Active | 912145 | WILKINS | 975XLBMS | RP | 1.000 | 93803 | CENTER PARK AREA SW BLDG EASTSIDE
33 | W LINCOLN ST | 43215-1672 | Active | 3832235 | WILKINS | 975XL | RP | 2.000 | 103333 | BTWN 704 & 708 PARK ST BRZWY, 1ST FL MECH BTWN E GARAGES 12 & 13, 21 W LINCOLN
25 | W LONDON GROVEPORT RD | 43123 | Active | 4506147 | WILKINS | 975XL2 | RP | 1.500 | 3628180 | MECHANICAL ROOM
2526 | W LONDON GROVEPORT RD | 43123 | Not Required by DOW | 4572131 | WILKINS | 975XL2 | RP | 1.000 | 3629695 | ABOVE WATER METER
2565 | W LONDON GROVEPORT RD | 43123-9035 | Active | 194725 | WATTS | 009M2QT | RP | 1.000 | 58645 | SW WALL OF MECH ROOM
2565 | W LONDON GROVEPORT RD | 43123-9035 | Removed | 557547REM | WATTS | 909QT | RP | 1.000 | 58646 | REMOVED
2576 | W LONDON GROVEPORT RD | 43123 | Not Required by DOW | A14227 | WATTS | 009M2QT | RP | 1.000 | 91884 | 2576 Lon-Groveport Rd, STORE #842, NE CORNER AT WATER METER
2576 | W LONDON GROVEPORT RD | 43123 | Active | A13259 | WATTS | 009M1QT | RP | 1.500 | 91885 | NE CORNER AT WATER METER IN 2576 UBIT
2585 | W LONDON GROVEPORT RD | 43123-9035 | Active | 1976798 | WILKINS | 950XL | DC | 0.750 | 58680 | MECH ROOM
2585 | W LONDON GROVEPORT RD | 43123-9035 | Active | 255472 | WATTS | 009M2QT | RP | 1.000 | 58681 | MECH ROOM EASTSIDE
2585 | W LONDON GROVEPORT RD | 43123-9035 | Active | N18747 | WILKINS | 350ADA | DCDA | 2.500 | 58682 | MECH ROOM
2606 | W LONDON GROVEPORT RD | 43123- | Removed | 150602REM | WATTS | 009M2QT | RP | 1.500 | 58745 | REMOVED-SOUTH ENTRANCE OUTSIDE OF METER PIT
2606 | W LONDON GROVEPORT RD | 43123- | Not Required by DOW | 158170 | WATTS | 909 | RP | 3.000 | 58748 | WEST WALL BACK AT STORE (#5929)
2606 | W LONDON GROVEPORT RD | 43123- | Not Required by DOW | 158476 | WATTS | 909 | RP | 3.000 | 58749 | 5965 HOOVER RD, WEST WALL AT BACK OF STORE
2606 | W LONDON GROVEPORT RD | 43123- | Not Required by DOW | 1767971215 | AMES | 2000SS | DC | 6.000 | 58750 | 5965 HOOVER RD, SPRINKLER RISE ROOM SOUTH WALL
2606 | W LONDON GROVEPORT RD | 43123- | Not Required by DOW | 324274 | WATTS | 909M1QT | RP | 2.000 | 58751 | 5965 HOOVER RD, KROGER LOADING DOCK REAR OF STORE SW CORNER
2606 | W LONDON GROVEPORT RD | 43123- | Not Required by DOW | 48682 | WATTS | 008PCQT | PVB | 0.500 | 88971 | 5965 HOOVER RD, ABOVE PROOFER IN BAKERY
2606 | W LONDON GROVEPORT RD | 43123- | Not Required by DOW | 48358 | WATTS | 008PCQT | PVB | 0.500 | 88973 | 5965 HOOVER RD, AT SINK IN SEAFOOD DEPT
2606 | W LONDON GROVEPORT RD | 43123- | Not Required by DOW | 47831 | WATTS | 008PCQT | PVB | 0.500 | 88974 | 5965 HOOVER RD, AT SINK IN MEAT DEPT
2606 | W LONDON GROVEPORT RD | 43123- | Not Required by DOW | 41474 | WATTS | 008PCQT | PVB | 0.500 | 88975 | 5965 HOOVER RD, PRODUCE PREP AT SINK
2606 | W LONDON GROVEPORT RD | 43123- | Not Required by DOW | 46802 | WATTS | 008PCQT | PVB | 0.500 | 97141 | 5965 HOOVER RD, DELI @ SINK
2606 | W LONDON GROVEPORT RD | 43123- | Not Required by DOW | 54809 | WATTS | 008PCQT | PVB | 0.500 | 97548 | 5965 HOOVER RD, DAIRY @ COOLER BACK ROOM
2606 | W LONDON GROVEPORT RD | 43123- | Not Required by DOW | 62975 | WATTS | 008PCQT | PVB | 0.500 | 98788 | 5965 HOOVER RD, WOMEN'S RESTROOM @ FRONT
2606 | W LONDON GROVEPORT RD | 43123- | Not Required by DOW | 65250 | WATTS | 008PCQT | PVB | 0.500 | 98789 | 5965 HOOVER RD, BACK ROOM @ RESTROOM
2606 | W LONDON GROVEPORT RD | 43123- | Not Required by DOW | 63527 | WATTS | 008PCQT | PVB | 0.500 | 98790 | 5965 HOOVER RD, MEN'S RESTROOM @ FRONT
2606 | W LONDON GROVEPORT RD | 43123- | Active | QC-0270 | AMES | COLT 400 | RP | 3.000 | 3621297 | BY ROAD NEXT TO MCDONALDS IN HOT BOX
2606 | W LONDON GROVEPORT RD | 43123- | Active | QG-2229 | AMES | COLT 300GV | DCDA | 6.000 | 3624459 | WATER METER PIT BY ROAD NEXT TO MCDONALDS
2606 | W LONDON GROVEPORT RD | 43123- | Active | 44666 | AMES | 2000BM3 | DC | 0.750 | 3624460 | WATER METER PIT BY ROAD NEXT TO MCDONALDS SIDE CART OF DCDA
2607 | W LONDON GROVEPORT RD | 43123-9035 | Not Required by DOW | W305057 | WILKINS | 975XL | RP | 1.000 | 91677 | IN MECH ROOM
2607 | W LONDON GROVEPORT RD | 43123-9035 | Active | W30582 | WILKINS | 975XL | RP | 1.000 | 92252 | IN MECH ROOM
2623 | W LONDON GROVEPORT RD | 43123-9035 | Active | 67919 | WATTS | 009 | RP | 2.000 | 58791 | GREENHOUSE #3 MECH ROOM SW FRONT CORNER
2623 | W LONDON GROVEPORT RD | 43123-9035 | Not Required by DOW | [5 empty] | 3635655
2625 | W LONDON GROVEPORT RD | 43123-9035 | Active | 03125 | WATTS | 009 | RP | 1.500 | 58796 | EAST WALL ON BUILDING BY METER
2625 | W LONDON GROVEPORT RD | 43123-9035 | Not Required by DOW | 14524 | WATTS | 919QT | RP | 1.500 | 102190 | EAST WALL ON BUILDING BY METER
2650 | W LONDON GROVEPORT RD | 43123-9530 | Not Required by DOW | 01182 | WATTS | 719QT | DC | 2.000 | 58896 | BY WATER METER
2650 | W LONDON GROVEPORT RD | 43123-9530 | Active | 401578 | WATTS | 909M1QT | RP | 2.000 | 58897 | BY WATER METER
2650 | W LONDON GROVEPORT RD | 43123-9530 | Not Required by DOW | 8895 | WATTS | 800M4QT | PVB | 1.250 | 58898 | ABOVE WATER METER - NEED 10' LADDER
2674 | W LONDON GROVEPORT RD | 43123 | Active | NI-0193 | AMES | COLT 300NBF | DCDA | 8.000 | 3603392 | HOT BOX - OUT FRONT
2674 | W LONDON GROVEPORT RD | 43123 | Active | 77043 | AMES | 2000B | DC | 0.750 | 3603634 | HOT BOX - OUT FRONT
2674 | W LONDON GROVEPORT RD | 43123 | Active | 126667 | AMES | 4000SS | RP | 6.000 | 3603635 | LAST BUILDING - Maintenance shop
2674 | W LONDON GROVEPORT RD | 43123 | Not Required by DOW | 3761782 | WILKINS | 975XL2 | RP | 2.000 | 3607801 | MECHANICAL ROOM ADJACENT FROM FITNESS CENTER, 6026 SUMMIT WAY
2682 | W LONDON GROVEPORT RD | 43123 | Active | 1726333 | WATTS | LF009M2QT | RP | 1.000 | 3639352 | HOTBOX SE PARKING LOT @ SIDEWALK
2724 | W LONDON GROVEPORT RD | 43123 | Active | 4283390 | WILKINS | 975 | RP | 1.500 | 3619885 | REAR METER ROOM
2724 | W LONDON GROVEPORT RD | 43123 | Not required by DOW | 4931705 | WILKINS | 975XL2 | RP | 0.750 | 3619886 | REAR METER ROOM
2780 | W LONDON GROVEPORT RD | 43125- | Active | 131741 | AMES | 4000SS | RP | 3.000 | 96605 | MECH RM EAST END - 2782 LONDON-GROVEPORT RD
2780 | W LONDON GROVEPORT RD | 43125- | Active | 112261 | WATTS | 774DCDA | DCDA | 6.000 | 96619 | MECH RM EAST END - 2782 LONDON-GROVEPORT RD
2780 | W LONDON GROVEPORT RD | 43125- | Active | 11920 | WATTS | 007M1QT | DC | 0.750 | 96620 | 2782 LONDON-GROVEPORT RD, MECH RM EAST WALL
2780 | W LONDON GROVEPORT RD | 43125- | Removed | A34983REM | WATTS | 009M2QT | RP | 1.000 | 102374 | REMOVED-2814 LONDON GROVEPORT RD, IN MOP SINK ROOM BY REAR DOOR
2780 | W LONDON GROVEPORT RD | 43125- | Not Required by DOW | 62637 | WATTS | LF919QT | RP | 0.750 | 3613793
2787 | W LONDON GROVEPORT RD | 43123 | Active | 13455 | WATTS | 919QT | RP | 1.500 | 102791 | REAR OF STORE RIGHT SIDE
2787 | W LONDON GROVEPORT RD | 43123 | Not Required by DOW | T324841 | WILKINS | 720A | PVB | 1.000 | 103797 | OUTSIDE BACK OF BUILDING
2811 | W LONDON GROVEPORT RD | 43123-9035 | Active | HF1350 | WATTS | 957 | RP | 4.000 | 96604 | 2859 LONDON-GROVEPORT RD W, MECH ROOM
2811 | W LONDON GROVEPORT RD | 43123-9035 | Active | 1479700206 | AMES | 3000SS | DCDA | 10.000 | 96615 | 2859 LONDON-GROVEPORT RD W, METER PIT IN GRAVEL OFF MEIJER PARKING LOT
2811 | W LONDON GROVEPORT RD | 43123-9035 | Active | 48679 | AMES | 2000B | DC | 0.750 | 96616 | 2859 LONDON-GROVEPORT RD W, METER PIT IN GRAVEL OFF MEIJER PARKING LOT
2811 | W LONDON GROVEPORT RD | 43123-9035 | Active | HJ2616 | WATTS | 957RPDA-GV | RPDA | 2.500 | 96617 | 2859 LONDON-GROVEPORT RD W, GARDEN CENTER ABOVE FIRE PROTECTION
2811 | W LONDON GROVEPORT RD | 43123-9035 | Active | 16811 | WATTS | 919AQT | RP | 0.750 | 96618 | 2859 LONDON-GROVEPORT RD W, BACK OF STORE PET AREA BEHIND SINK
2859 | W LONDON GROVEPORT RD | 43123-9035 | Active | 436504 | WATTS | 909M1HWQT | RP | 1.500 | 95325 | OFFICE/MECH ROOM
2859 | W LONDON GROVEPORT RD | 43123-9035 | Not Required by DOW | J030040 | FEBCO | 825Y | RP | 1.000 | 95464 | MECH/OFFICE ROOM
4065 | W LONDON GROVEPORT RD | 43123- | Active | 4887 | AMES | 4000B | RP | 1.000 | 95324 | HOT BOX
4065 | W LONDON GROVEPORT RD | 43123- | Active | 00748 | AMES | 5000CIV | RPDA | 8.000 | 95466 | HOT BOX
4065 | W LONDON GROVEPORT RD | 43123- | Active | 636586 | WATTS | 909HWQT | RP | 0.750 | 95468 | HOT BOX ON 8" BACKFLOW
4065 | W LONDON GROVEPORT RD | 43123- | Not Required by DOW | 27516 | WATTS | 919QT | RP | 2.000 | 104047 | CENTER OF N WALL APPROX 5' HIGH
4109 | W LONDON GROVEPORT RD | 43123-9522 | Removed | 114411 | WATTS | 009M2QT | RP | 1.000 | 62938 | IN MACHINE SHOP N WALL AT METER
4109 | W LONDON GROVEPORT RD | 43123-9522 | Active | 41573C | WATTS | 375AST | RP | 4.000 | 3656023 | HOT BOX
4109 | W LONDON GROVEPORT RD | 43123-9522 | LPS - Active |  |  |  | LST |  | 3656122 | FIRE PUMP - PUMP ROOM
4109 | W LONDON GROVEPORT RD | 43123-9522 | Active | M15193 | WILKINS | 375DA | RPDA | 6.000 | 3656932
4109 | W LONDON GROVEPORT RD | 43123-9522 | Active | 4982387 | WILKINS | 975XL2 | RP | 0.750 | 3656936 | HOT BOX
4239 | W LONDON GROVEPORT RD | 43123 | Active | 357815 | WATTS | 909M1QT | RP | 1.500 | 63377 | WATER ROOM #008
4239 | W LONDON GROVEPORT RD | 43123 | Active | 5725 | AMES | 2000B | DC | 1.500 | 63378 | WATER METER ROOM #008
2928 | W LONDON GROVEPORT RD BLDG B | 43123 | Inactive | 197374 | WATTS | LF009M3QT | RP | 0.750 | 3632698 | IN HOT BOX FOR CITY IRRIGATION METER
3859 | W LONDON GROVEPORT RD REAR | 43123 | Active | 54964 | WATTS | LF919QT | RP | 0.750 | 91587 | SMALL BLDG SE ON LOT..LOOKS LIKE SMALL SHED BY ITSELF
3851 | W LONDON GROVEPORT RD UNIT A | 43123 | Active | 073695 | WATTS | LF009M20T | RP | 1.500 | 3641390 | HOTBOX ON RIGHT SIDE OF ENTRANCE TO GATE #1
3851 | W LONDON GROVEPORT RD UNIT A | 43123 | Not Required by DOW | 13015 | WATTS | 919QT | RP | 1.500 | 3643515 | CENTER OF HALLWAY UTILITY ROOM 1 MOP CLOSET IN WEIGHT SCALE BLDG.
8 | W LONG ST | 43215 | Active | 120996 | WATTS | LF009M2QT | RP | 1.500 | 3655823
1 | W LONG ST | 43215- | Active | L115592 | WILKINS | 375 | RP | 6.000 | 3630244 | AT DOMESTIC WATER METER
11 | W LONG ST | 43215- | Active | 1930311117 | AMES | 3000 | DCDA | 8.000 | 3630271
11 | W LONG ST | 43215- | Active | 79375 | AMES | 2000B | DC | 0.750 | 3630272
42 | W LONG ST | 43215- | Under renovation | 2LL1155 | AMES | 2000SS | DC | 6.000 | 63224 | SUB BASEMENT S.E. CORNER
42 | W LONG ST | 43215- | Not Required by DOW | 71874 | WATTS | 009QT | RP | 0.750 | 63225 | CHILLER ROOM
42 | W LONG ST | 43215- | Not Required by DOW | 72457 | WATTS | 009M2QT | RP | 0.750 | 63226 | BOILER ROOM ABOVE PUMPS
42 | W LONG ST | 43215- | Not Required by DOW | 08972 | WATTS | 009QT | RP | 1.500 | 63227 | POOL FILTER ROOM
42 | W LONG ST | 43215- | Under renovation | IG-1907 | WATTS | 957 | RP | 4.000 | 63228 | BY WATER METER
42 | W LONG ST | 43215- | Not Required by DOW | 09694 | WATTS | 009M2QT | RP | 1.500 | 63229 | CHILLER ROOM
53 | W LONG ST | 43215- | Active | 451182 | WILKINS | 375XL | RP | 1.250 | 3472119
55 | W LONG ST | 43215 | Active | 1956681218 | AMES | 3000SS | DCDA | 6.000 | 3635169 | BASEMENT NORTH WALL AT THE METER
55 | W LONG ST | 43215 | Active | 28570 | WATTS | 007M1-QT | DC | 0.750 | 3638660 | BASEMENT NORTH WALL
55 | W LONG ST | 43215 | Active | L120080 | WILKINS | 375 | RP | 3.000 | 3644817 | BASEMENT NORTH WALL
55 | W LONG ST | 43215 | LPS - Active |  |  |  | LPC |  | 3644818 | DOMESTIC PUMP -
31 | W LONG ST UNIT A | 43215- | Active | 08023 | FEBCO | 860 | RP | 2.000 | 59987 | WEST URBAN AREA BETWEEN SPRING ST AND LONG ST
311 | W LONG ST UNIT A | 43215- | Active | 08077 | FEBCO | 860 | RP | 2.000 | 59988 | RETAINING WALL EAST SIDE OF BUILDING --OUTSIDE
311 | W LONG ST UNIT A | 43215- | Active | 576682 | WATTS | 909QT | RP | 1.000 | 59990 | BASEMENT/BOAT STORAGE AREA
311 | W LONG ST UNIT B | 43215- | Active | 395771 | WATTS | 909M1QT | RP | 1.500 | 59989 | IN UTILITY ROOM / OFFICE
311 | W LONG ST UNIT B | 43215- | [6 empty] | 3654276
3 | W LYNN ST | 43215 | Active | 120995 | WATTS | LF009M2QT | RP | 1.500 | 3655822
1 | W MAIN ST | 43215-5013 | Inactive |  |  |  | RP |  | 3475426
76 | W MAIN ST | 43215 | Active | SG-1642 | WATTS | 957 | RP | 4.000 | 3640928 | SW MECH/RISER ROOM AT WATER METER OUTSIDE DOOR BY FDC CONN
76 | W MAIN ST | 43215 | LPS - Active |  |  |  | LPC |  | 3646303 | DOMESTIC PUMP - SW MECH ROOM NEAR WATER METER
76 | W MAIN ST | 43215 | Active | 1973900819 | AMES | 3000SS | DCDA | 6.000 | 3646304 | SW MECH/RISER ROOM OUTSIDE DOOR
76 | W MAIN ST | 43215 | Active | 29557 | WATTS | 007M1QT | DC | 0.750 | 3646305 | AT FIRE RISER - FIRE BYPASS
76 | W MAIN ST | 43215 | LPS - Active |  |  |  | LST |  | 3646686 | FIRE PUMP SW MECH ROOM NEAR WATER METER
88 | W MAIN ST | 43215-5097 | Active | 3444183 | WILKINS | 975XL2 | RP | 1.000 | 99725 | SOUTHWEST CORNER OF BASEMENT
95 | W MAIN ST | 43054-9131 | Active | CB481079 | WILKINS | 720A | PVB | 1.000 | 92577 | RIGHT SIDE
99 | W MAIN ST | 43054-9270 | Active | 346507 | WATTS | 909M1QT | RP | 2.000 | 74937 | IN MECHANICAL ROOM NW CORNER
99 | W MAIN ST | 43054-9270 | Not Required by DOW | 977805 | WILKINS | 975 | RP | 1.250 | 74938 | MECH ROOM S. SIDE OF BLDG
10 | W MAIN ST | 43054-9996 | Not Required by DOW | 164049 | WATTS | 007M1 | DC | 1.000 | 53632 | MECHANICAL ROOM
102 | W MAIN ST | 43054-9996 | Active | 22874 | WATTS | 009QT | RP | 1.500 | 53633 | MECHANICAL ROOM AT WATER METER
104 | W MAIN ST | 43215-5085 | Removed | A00341REM | WATTS | 919AQT | RP | 1.000 | 99745 | REMOVED-EAST SIDE OF BASEMENT
104 | W MAIN ST | 43215-5085 | Active | 46745 | WATTS | 919AQT | RP | 1.000 | 3607980 | BASEMENT
115 | W MAIN ST | 43215-5099 | Not Required by DOW | 2692373 | WATTS | 909QT | RP | 0.750 | 54059 | BASEMENT BOILER ROOM
115 | W MAIN ST | 43215-5099 | Not Required by DOW | T412105 | WILKINS | 720A | PVB | 0.750 | 3605593 | FRONT OF BLDG RIGHT OF DOOR
115 | W MAIN ST | 43215-5099 | Active | ACC7758 | WILKINS | 975XL2 | RP | 2.000 | 3633896 | BASEMENT
115 | W MAIN ST | 43215-5099 | Active | 1978360420 | AMES | 3000SS | DCDA | 6.000 | 3633897
115 | W MAIN ST | 43215-5099 | LPS - Active |  |  |  | LST |  | 3633898
115 | W MAIN ST | 43215-5099 | Active | 30382 | WATTS | 007M1-QT | DC | 0.750 | 3649021
115 | W MAIN ST | 43215-5099 | Not Required by DOW | T412106 | WILKINS | 720A | PVB | 0.750 | 3654434 | FRONT OF BLDG RIGHT OF DOOR
150 | W MAIN ST | 43054-9292 | Not Required by DOW | 24365 | WATTS | 919QT | RP | 2.000 | 3607655 | MECH RM BY POOL E END OF BLDG
150 | W MAIN ST | 43054-9292 | Not Required by DOW | 24353 | WATTS | 919QT | RP | 2.000 | 3610040 | Philip Heit RISER ROOM
150 | W MAIN ST | 43054-9292 | Active | OH-0370 | WATTS | 957 | RP | 3.000 | 3610042 | Philip Heit RISER ROOM
150 | W MAIN ST | 43054-9292 | Active | 1826040214 | AMES | 3000SS | DCDA | 8.000 | 3613406 | Philip Heit RISER ROOM
150 | W MAIN ST | 43054-9292 | Active | 71827 | AMES | 2000B | DC | 0.750 | 3613407 | Philip Heit RISER ROOM
153 | W MAIN ST | 43054-9224 | Active | 4755505 | WILKINS | 975XL2 | RP | 0.750 | 3475428 | 1ST FL JANITORS CLOSET BY ELAVATOR AT WATER METER
155 | W MAIN ST | 43215-5000 | Active | 155105 | WATTS | 909M1QT | RP | 1.500 | 55352 | 1ST FLOOR PUMP ROOM
155 | W MAIN ST | 43215-5000 | Active | 165472 | WATTS | 909 | RP | 4.000 | 55353 | 1ST FLOOR PUMP ROOM
155 | W MAIN ST | 43215-5000 | Active | 22725 | WATTS | 919AQT | RP | 0.750 | 55354 | PARKING GARAGE #1 NORTH WALL STALL 88
155 | W MAIN ST | 43215-5000 | Active | A139259 | WILKINS | 375 | RP | 0.750 | 101396 | MAINTENANCE AREA
155 | W MAIN ST | 43215-5000 | Active | ZB-0835 | AMES | COLT 300GV | DCDA | 6.000 | 3638351 | MAINTENANCE AREA
155 | W MAIN ST | 43215-5000 | LPS - Active |  |  |  | LST |  | 3638352 | MAINTENANCE AREA
155 | W MAIN ST | 43215-5000 | LPS - Active |  |  |  | LPC |  | 3638353 | DOMESTIC PUMP - MAINTENANCE AREA
155 | W MAIN ST | 43215-5000 | Due Install |  |  |  | RP | 4.000 | 3658548 | MAINTENANCE AREA
155 | W MAIN ST | 43215-5000 | Active | 80211 | AMES | 2000BM3 | DC | 0.750 | 3659253 | MAINTENANCE AREA
160 | W MAIN ST | 43054-1117 | Active | QJ-0664 | WATTS | 957 | RP | 3.000 | 3624387
160 | W MAIN ST | 43054-1117 | Not Required by DOW | 079558 | WATTS | LF009M2QT | RP | 2.000 | 3624388
160 | W MAIN ST | 43054-1117 | Active | 177890816 | AMES | 3000 | DCDA | 4.000 | 3624421
160 | W MAIN ST | 43054-1117 | Active | 76988 | AMES | 2000B | DC | 0.750 | 3624422
165 | W MAIN ST | 43054-9227 | Active | 185778 | WATTS | 800QT | PVB | 0.750 | 55719 | NORTH FRONT BEHIND PILLER
175 | W MAIN ST | 43054 | Removed | 489283REM | WATTS | 909QT | RP | 1.000 | 56020 | REMOVED
175 | W MAIN ST | 43054 | Active | 568767 | WATTS | 909QT | RP | 1.000 | 56021 | Stock Room
195 | W MAIN ST | 43054 | Active | 21172 | WATTS | LF909 | RP | 4.000 | 3632646 | AT WATER METER
195 | W MAIN ST | 43054 | Active | 1073440418 | AMES | 5000 | RPDA | 4.000 | 3632688 | AT WATER METER
195 | W MAIN ST | 43054 | Active | 14404 | AMES | 4000B | RP | 0.750 | 3632689 | AT WATER METER
200 | W MAIN ST | 43054 | Active | RB2008 | AMES | COLT 500 | RPDA | 4.000 | 3630195 | HOT BOX
200 | W MAIN ST | 43054 | Active | 63628 | WATTS | 919QT | RP | 0.750 | 3630196 | HOT BOX
200 | W MAIN ST | 43054 | Active | 008084 | WATTS | LF909 | RP | 3.000 | 3632690
139 | W MAIN ST UNIT B | 43215-5044 | Not Required by DOW | 111325 | WATTS | 909 | RP | 2.500 | 54864 | 4TH FLOOR -- SPRINKLER SYSTEM ANTI-FREEZE LOOP
139 | W MAIN ST UNIT B | 43215-5044 | Active | 25478 | WATTS | 909QT | RP | 0.750 | 54865 | OUTSIDE MECH ROOM BESIDE KILN ROOM
139 | W MAIN ST UNIT B | 43215-5044 | Active | 258284 | WATTS | 909QT | RP | 0.750 | 54866 | MECHANICAL ROOM BASEMENT
139 | W MAIN ST UNIT B | 43215-5044 | Active | 30170 | WATTS | 009QT | RP | 0.750 | 54867 | BOILER ROOM S.W.
139 | W MAIN ST UNIT B | 43215-5044 | Active | 373921 | WATTS | 909M1QT | RP | 1.500 | 54868 | BASEMENT AT JANITORS CAGE
139 | W MAIN ST UNIT B | 43215-5044 | Active | RG-1052 | AMES | 500GV | RPDA | 4.000 | 3626461 | BASEMENT MECH ROOM
139 | W MAIN ST UNIT B | 43215-5044 | Active | 69878 | WATTS | 919 | RP | 0.750 | 3626462 | BASEMENT MECH ROOM FIRE SIDE CAR
139 | W MAIN ST UNIT B | 43215-5044 | Due Install |  |  |  | RP | 1.500 | 3644736 | CULTURAL ARTS CENTER
37 | W MAYNARD AVE | 43202- | Not Required by DOW | [5 empty] | 3479555
33 | W MORRILL AVE | 43207- | Active | 89097 | APOLLO | RPLF4A | RP | 3.000 | 3658077 | MTR ROOM S SIDE
33 | W MORRILL AVE | 43207- | Active | 105600224 | AMES | 3000SS | DCDA | 6.000 | 3658078 | MTR ROOM S SIDE
33 | W MORRILL AVE | 43207- | Active | 33909 | WATTS | 007M1 | DC | 0.750 | 3658079 | MTR ROOM S SIDE
51 | W MOUND ST | 43215- | Active | 14067 | WILKINS | 975 | RP | 8.000 | 66000 | GROUND FLOOR METER ROOM
51 | W MOUND ST | 43215- | Removed | 14068REM | WILKINS | 975 | RP | 8.000 | 66001 | REMOVED-NEXT TO WATER METER
51 | W MOUND ST | 43215- | Active | 10792 | WATTS | 919qt | RP | 1.250 | 66002 | 369 high st., 9TH FLOOR BOILER ROOM
51 | W MOUND ST | 43215- | Active | 356919 | WILKINS | 975 | RP | 0.750 | 66003 | 10TH FLOOR OF BLDG 370 S FRONT ST - BOILER ROOM
51 | W MOUND ST | 43215- | Active | 278060 | WATTS | 909HWM1QT | RP | 2.000 | 102452 | 369 S HIGH ST, 11TH FL MECH RM
51 | W MOUND ST | 43215- | Active | 272858 | WATTS | 909HWM1QT | RP | 1.500 | 102453 | 369 S HIGH ST, 11TH FL MECH RM
51 | W MOUND ST | 43215- | Removed | 278344REM | WATTS | 909HWM1QT | RP | 1.500 | 102454 | REMOVED-369 S HIGH ST, MECH RM, OFF ELE TAKE RT, IN CEILING, 11TH FL
51 | W MOUND ST | 43215- | Active | 174230413 | AMES | 2000SS | DC | 8.000 | 103479 | 370 S FRONT ST, PUMP ROOM GROUND LEVEL
51 | W MOUND ST | 43215- | Active | 12618 | AMES | 4000B | RP | 2.000 | 103480 | 370 S FRONT ST, PUMP ROOM GROUND LEVEL
51 | W MOUND ST | 43215- | Active | 272860 | WATTS | 909M1QT | RP | 1.500 | 3613116 | 370 S FRONT, 9TH FL BOILER RM
51 | W MOUND ST | 43215- | Active | 53448 | WATTS | 919QT | RP | 1.000 | 3613867 | 369 S High, Basement - Fire ext filling station
51 | W MOUND ST | 43215- | LPS - Active |  |  |  | LST |  | 3658196 | 370 S FRONT ST - FIRE PUMP ROOM FOR FRANKLIN COUNTY JAIL
51 | W MOUND ST | 43215- | LPS - Active |  |  |  | LST |  | 3658197 | 369 S HIGH ST - FIRE PUMP ROOM FRANKLIN COUNTY HALL OF JUSTICE
70 | W MOUND ST | 43215- | Active | 64083 | WATTS | LF919QT | RP | 0.750 | 103440 | 74 W MOUND ST, BACK ROOM AFTER METER
85 | W MOUND ST | 43223-2208 | Not Required by DOW | 191586 | WATTS | 009M2QT | RP | 1.000 | 74048 | METER ROOM ON 1ST FLOOR W SIDE
855 | W MOUND ST | 43223-2208 | Active | H000263 | FEBCO | 805 | DC | 0.750 | 74049 | RISER ROOM S/W BUILDING
855 | W MOUND ST | 43223-2208 | Active | 302270711 | FEBCO | 870 | DC | 4.000 | 74050 | RISER ROOM S/W BUILDING
855 | W MOUND ST | 43223-2208 | Active | 332731 | WATTS | 009M2QT | RP | 2.000 | 93929 | METER RM 1ST FLOOR S/W
932 | W MOUND ST | 43223-2200 | Due Install | [5 empty] | 3488432 | N/W CORNER OF BUILDING IN WALL
110 | W MOUND ST | 43223-2211 | Inactive | 275279 | WATTS | 909M1QT | RP | 2.000 | 53897 | IN BACK DOCK BEHIND STEPS TO GO UPSTAIRS
1150 | W MOUND ST | 43223-2244 | Active | AJX7626 | WILKINS | 375 | RP | 0.750 | 3488443 | NORTH WALL
1151 | W MOUND ST | 43223- | Active | 168320 | WATTS | 909 | RP | 3.000 | 54083 | MECH ROOM AT FRONT TICKET OFFICE
1275 | W MOUND ST | 43223-2213 | Active | A27712 | WATTS | 009m2qt | RP | 1.500 | 54387 | BASEMENT OF SHOP
1286 | W MOUND ST | 43223-2246 | Active | 3803805 | WILKINS | 975XL | RP | 1.500 | 104013 | MIDDLE OF BUILDING UNDER STAIRS
1291 | W MOUND ST | 43223-2213 | Removed | 236674REM | WATTS | 909HWM1QT | RP | 2.000 | 54542 | REMOVED-MECHANICAL ROOM ON EAST SIDE OF BUILDING
1291 | W MOUND ST | 43223-2213 | Removed | 60698REM | APOLLO/CONBRACO | 4020002 | RP | 3.000 | 54543 | REMOVED-MECHANICAL ROOM ON EAST SIDE OF BLDG
1291 | W MOUND ST | 43223-2213 | Active | WK-0562 | WATTS | 957 | RP | 3.000 | 3607849 | MECHANICAL ROOM ON EAST SIDE OF BLDG
1291 | W MOUND ST | 43223-2213 | Not Required by DOW | 24503 | WATTS | 919QT | RP | 2.000 | 3607850 | MECHANICAL ROOM ON EAST SIDE OF BUILDING
1330 | W MOUND ST | 43223- | Not Required by DOW | 08934 | WATTS | LF919QT | RP | 0.500 | 54708 | AT ICE MACHINE
1330 | W MOUND ST | 43223- | Active | ALA54881 | WILINS ZURN | 975 | RP | 1.000 | 3635376 | BACKWALL
1331 | W MOUND ST | 43223-2205 | Active | A001016 | FEBCO | 805 | DC | 0.750 | 54717 | FIRE RISER ROOM SPR 50
1331 | W MOUND ST | 43223-2205 | Active | 4915106 | WILKINS | 975XL2 | RP | 1.000 | 54718 | E. SIDE OF STORE IN MECH RM AT WTR MTR
1331 | W MOUND ST | 43223-2205 | Active | 9901131418 | FEBCO | 876 | DCDA | 4.000 | 54719 | FIRE RISER ROOM
1345 | W MOUND ST | 43223-2205 | Due Install |  |  |  | RP | 3.000 | 3488450
1390 | W MOUND ST | 43223-2215 | Active | 274131 | WATTS | 009 | RP | 2.000 | 3658199 | IN MECHANICAL ROOM N/E
1390 | W MOUND ST | 43223-2215 | New Construction |  |  |  | LPC |  | 3658200 | METER ROOM
1448 | W MOUND ST | 43223- | Active | 08800 | WATTS | 919QT | RP | 0.750 | 3488451 | DENTAL WATER, IN MECH RM ABOVE VAC
1448 | W MOUND ST | 43223- | Due Install |  |  |  | RP | 0.750 | 3638617 | DENTAL WATER, IN MECH RM ABOVE VAC
1450 | W MOUND ST | 43223- | Due Install |  |  |  | RP | 0.750 | 3488452
1454 | W MOUND ST | 43223-1907 | Due Install |  |  |  | RP | 0.750 | 3488453
1540 | W MOUND ST | 43223-1991 | Due Install |  |  |  | RP | 1.000 | 3488456 | EAST SIDE OF MID BUILDING
1600 | W Mound St |  | Not Required by DOW | 08861 | WATTS | LF909M1 | RP | 1.500 | 3632992 | BASEMENT AT THE WALL
1625 | W MOUND ST | 43223-1809 | Active | 245929 | WATTS | 009M3QT | RP | 0.750 | 101928 | IN NE CORNER OF WAREHOUSE
1625 | W MOUND ST | 43223-1809 | Active | 18684 | WATTS | 007M1PCQT | DC | 0.750 | 103147 | SW CORNER OF WARE
1625 | W MOUND ST | 43223-1809 | Active | 1769231211 | AMES | 3000SS | DCDA | 6.000 | 103152 | SW CORNER OF WAREHOUSE
1625 | W MOUND ST | 43223-1809 | Active | ABT3986 | WILKINS | 975XL2 | RP | 0.750 | 3655232 | SHOP
1625 | W MOUND ST | 43223-1809 | Due Install |  |  |  | RP | 3.000 | 3655413 | SHOP
1680 | W MOUND ST | 43223-1810 | In Review | [5 empty] | 3488468
1699 | W MOUND ST | 43223-1809 | Not Required by DOW | 494822 | WILKINS | 975 | RP | 0.750 | 55860 | FRONT BUILDING MECH ROOM
1699 | W MOUND ST | 43223-1809 | Not Required by DOW | 583523 | WILKINS | 975 | RP | 0.750 | 55861 | MECHANICAL ROOM EAST SIDE OF BUILDING
1699 | W MOUND ST | 43223-1809 | Not Required by DOW | 589074 | WILKINS | 975 | RP | 1.000 | 55862 | ABOVE HOOD IN KITCHEN
1699 | W MOUND ST | 43223-1809 | Removed | 01844REM | WATTS | 919AQT | RP | 0.500 | 98058 | DARK ROOM
1699 | W MOUND ST | 43223-1809 | Active | 25577C | WILKINS | 375AST | RP | 3.000 | 3631395 | MECH ROOM FRONT BLDG AT WATER METER
1699 | W MOUND ST | 43223-1809 | Active | 22205B | WILKINS | 350ASTDA | DCDA | 6.000 | 3631396 | 1ST FLOOR EAST MECH/RISER ROOM
1699 | W MOUND ST | 43223-1809 | Active | HC44997 | WILKINS | 950XLD | DC | 0.750 | 3650889 | 1ST FL EAST MECH/RISER ROOM
1759 | W MOUND ST | 43223-1813 | Not Required by DOW | 100002027 | WATTS | 009M2QT | RP | 1.250 | 56049 | BOILER RM BETWEEN AND ABOVE TWO BOILERS
1759 | W MOUND ST | 43223-1813 | Active | 81770 | WATTS | 009M1QT | RP | 1.500 | 56050 | NE ROOM AT WATER METER IN CUBBY HOLE
1759 | W MOUND ST | 43223-1813 | Active | XL-0741 | AMES | COLT 300GV | DCDA | 8.000 | 3633353 | IN HEATED ENCLOSURE IN NW CORNER OF PARKING LOT
1759 | W MOUND ST | 43223-1813 | Active | 75210 | AMES | 2000B | DC | 0.750 | 3656643 | IN HEATED ENCLOSURE IN NW CORNER OF PARKING LOT
2051 | W MOUND ST | 43223-2018 | Active | 67575 | WATTS | 007M1PCQT | DC | 0.750 | 92576 | RISER ROOM - W. Mound E. S.
2051 | W MOUND ST | 43223-2018 | Active | 3210 | WILKINS | 375ADA | RP | 4.000 | 93170 | MECH ROOM - West Mound E. S.
2051 | W MOUND ST | 43223-2018 | Not Required by DOW | 2258380 | WILKINS | 975XLBMS | RP | 1.250 | 93171 | MECH ROOM - West Mound E. S.
2051 | W MOUND ST | 43223-2018 | Active | 1516330706 | AMES | 3000SS | DCDA | 6.000 | 93173 | RISER ROOM - W. Mound E. S.
2121 | W MOUND ST | 43223-2072 | Active | 231426 | WILKINS | 975 | RP | 1.000 | 57380 | MECHANICAL ROOM NEXT TO METER
2185 | W MOUND ST | 43223-2020 | Active | ALA09647 | WILKINS | 975 | RP | 1.000 | 3488570 | STORAGE ROOM
2300 | W MOUND ST | 43204-2903 | Active | SB-0536 | WATTS | 957 | RP | 3.000 | 3488592 | PANTRY BY KITCHEN
2300 | W MOUND ST | 43204-2903 | Active | VB-2812 | AMES | 200 | DC | 3.000 | 3640834 | PANTRY BY KITCHEN
2323 | W MOUND ST | 43204- | Removed | 595299REM | WATTS | 909QT | RP | 1.000 | 57971 | BOILER ROOM - Hilltonia M.S.
2350 | W MOUND ST | 43204-2903 | Active | 2943945 | WILKINS | 975XL | RP | 0.750 | 97813 | church basement/mech rm
2350 | W MOUND ST | 43204-2903 | In Review |  |  |  | RP |  | 3639066
1355 | W MOUND ST REAR | 43223-2205 | Active | 1043419 | WILKINS | 975XLBMS | RP | 1.000 | 54789 | MECH BULDING NORTH SIDE OF BUILDING
1397 | W MOUND ST UNIT A | 43223-2205 | Active | 1901731 | WATTS | 009M2QT | RP | 1.000 | 54887 | NORTH SIDE RESTROOM
1436 | W MOUND ST UNIT SW | 43223-1907 | Active | 108888 | WATTS | 009M3QT | RP | 0.750 | 55024 | AT METER IN RESTROOM
10 | W NATIONWIDE BLVD | 43215-2751 | Removed | 38428REM | WATTS | 919AQT | RP | 1.000 | 102471 | REMOVED-20' N OF NATIONWIDE BLVD, 240' W OF HIGH ST
10 | W NATIONWIDE BLVD | 43215-2751 | Active | ME-4735 | WATTS | 957RPDA-GV | RP | 4.000 | 103049 | NW CORNER OF BUILDING IN MECH ROOM
10 | W NATIONWIDE BLVD | 43215-2751 | Active | 1773340212 | AMES | 3000SS | DCDA | 6.000 | 103050 | NW CORNER 1ST FLOOR
10 | W NATIONWIDE BLVD | 43215-2751 | Not Required by DOW | 798716 | WATTS | 800M4FR | PVB | 1.000 | 103051 | 20' N OF NATIONWIDE BLVD-240'W OF HIGH
10 | W NATIONWIDE BLVD | 43215-2751 | Not Required by DOW | 4127458 | WILKINS | 975XL | RP | 1.000 | 3604290 | CORNER LOT AT NATIONWIDE AND HIGH STREET
10 | W NATIONWIDE BLVD | 43215-2751 | Active | 19047 | WATTS | 007M1-QT | DC | 0.750 | 3638397 | NW CORNER 1ST FLOOR
10 | W NATIONWIDE BLVD | 43215-2751 | LPS - Active |  |  |  | LST |  | 3638398 | NW CORNER 1ST FLOOR
19 | W NATIONWIDE BLVD | 43215-2568 | Not Required by DOW | 1009543 | WILKINS | 975 | RP | 1.500 | 56596 | PENTHOUSE
191 | W NATIONWIDE BLVD | 43215-2568 | Active | 9261206 | FEBCO | 880V | RP | 4.000 | 56597 | WATER RISER ROOM
191 | W NATIONWIDE BLVD | 43215-2568 | Active | 9271247 | FEBCO | 880V | RP | 4.000 | 56598 | WATER RISER ROOM
191 | W NATIONWIDE BLVD | 43215-2568 | Active | 14280 | AMES | 2000SS | DC | 6.000 | 56599 | WATER RISER ROOM
191 | W NATIONWIDE BLVD | 43215-2568 | Not Required by DOW | 86377 | WATTS | 009M2 | RP | 1.500 | 58486 | 250 WEST ST, PENTHOUSE SOUTH WALL
191 | W NATIONWIDE BLVD | 43215-2568 | Active | 1605331007 | AMES | 3000SS | DCDA | 8.000 | 103680 | 230 WEST ST, BASEMENT
191 | W NATIONWIDE BLVD | 43215-2568 | LPS - Active |  |  |  | LST |  | 3638472 | FIRE PUMP - FIRE PUMP ROOM
240 | W NATIONWIDE BLVD | 43215 | Active | V38643 | WILKINS | 350ADA | DCDA | 8.000 | 3603588 | 1ST FL WATER METER RM UPPER BACKFLOW AT WATER METER
240 | W NATIONWIDE BLVD | 43215 | Active | 3836124 | WILKINS | 950XL2 | DC | 0.750 | 3603626 | 1ST FL WATER METER RM FIRE BYPASS LINE
240 | W NATIONWIDE BLVD | 43215 | Active | X25570 | WILKINS | 375A | RP | 3.000 | 3603627 | 1ST FL WATER METER RM UPPER BACKFLOW AT WATER METER
240 | W NATIONWIDE BLVD | 43215 | Active | X26600 | WILKINS | 375A | RP | 3.000 | 3603628 | 1ST FL WATER METER RM LOWER BACKFLOW AT METER
240 | W NATIONWIDE BLVD | 43215 | Not Required by DOW | 24352 | WATTS | 919QT | RP | 2.000 | 3607614 | CEILING OF KITCHEN
240 | W NATIONWIDE BLVD | 43215 | Not Required by DOW | 3824486 | WILKINS | 975 | RP | 2.000 | 3608096 | 1ST FLOOR WATER METER ROOM
240 | W NATIONWIDE BLVD | 43215 | Not Required by DOW | 311629 | Watts | LF009 | RP | 0.500 | 3651100
250 | W NATIONWIDE BLVD | 43215- | Not Required by DOW | 1009492 | WILKINS | 975XL | RP | 1.500 | 58479 | MECH ROOM CONDENSER WATER PUMP ROOM
250 | W NATIONWIDE BLVD | 43215- | Active | 12905 | WILKINS | 975 | RP | 8.000 | 58480 | EVENT LEVEL QUAD C PUMP ROOM 123.04 FIRE PUMP ROOM
250 | W NATIONWIDE BLVD | 43215- | Not Required by DOW | B13032 | WILKINS | 975 | RP | 4.000 | 58481 | METER ROOM GRAND FLOOR
250 | W NATIONWIDE BLVD | 43215- | Not Required by DOW | 8142 | WILKINS | 375AST | RP | 4.000 | 58483 | MECHANICAL ROOM
250 | W NATIONWIDE BLVD | 43215- | Not Required by DOW | 050499 | WATTS | 009M2QT | RP | 1.500 | 58484 | W PUMP RM, NEXT TO PRACTICE ICE RINK, BEHIND ICE MACHINE
250 | W NATIONWIDE BLVD | 43215- | Not Required by DOW | 791244 | WILKINS | 975 | RP | 2.000 | 58485 | MAIN CONCOURSE MECH. ROOM SECTION 121
250 | W NATIONWIDE BLVD | 43215- | Not Required by DOW | 2862164 | WILKINS | 975XLBMS | RP | 0.750 | 58487 | 200 W NATIONWIDE BLVD, STEAM/SAUNA EQUIP ROOM
250 | W NATIONWIDE BLVD | 43215- | Not Required by DOW | 3785604 | WILKINS | 975XL | RP | 0.750 | 58488 | TRAINERS AREA SAUNA EQUIP. ROOM
250 | W NATIONWIDE BLVD | 43215- | Active | 9805081316 | FEBCO | 870 | DC | 8.000 | 91775 | FIRE PUMP ROOM
250 | W NATIONWIDE BLVD | 43215- | Not Required by DOW | 2732248 | WILKINS | 975XL | RP | 1.000 | 101995 | ICE MAKER MACHINE WHIRLPOOL ROOM BLUE JACKET LOCKER ROOM
250 | W NATIONWIDE BLVD | 43215- | Active | 09200 | WATTS | 919AQT | RP | 1.250 | 103675 | QUAD C UPPER MEZZ.MECH. ROOM OFF STAIRWELL
277 | W NATIONWIDE BLVD | 43215-2562 | Active | 106038 | AMES | 3000SS | DCDA | 6.000 | 59249 | IN THE WATER SERVICE ROOM
277 | W NATIONWIDE BLVD | 43215-2562 | Active | 162009 | WATTS | 909 | RP | 3.000 | 59250 | WATER SERVICE ROOM
277 | W NATIONWIDE BLVD | 43215-2562 | Active | 46353 | WATTS | 007M1 | DC | 0.750 | 59251 | IN WATER SERVICE ROOM
277 | W NATIONWIDE BLVD | 43215-2562 | Not Required by DOW | 587303 | WILKINS | 720A | PVB | 0.750 | 59252 | WATER METER ROOM
277 | W NATIONWIDE BLVD | 43215-2562 | LPS - Active |  |  |  | LST |  | 3638470 | FIRE PUMP - WATER METER ROOM
277 | W NATIONWIDE BLVD | 43215-2562 | LPS - Active |  |  |  | LPC |  | 3638471 | DOMESTIC PUMP - WATER METER ROOM
330 | W NATIONWIDE BLVD | 43215- | Active | 11077 | WILKINS | 375ADA | RP | 4.000 | 97056 | MECH ROOM
330 | W NATIONWIDE BLVD | 43215- | Active | X11075 | WILKINS | 375ADA | RP | 4.000 | 97057 | MECH ROOM
330 | W NATIONWIDE BLVD | 43215- | Active | 160565 | AMES | 2000SS | DC | 6.000 | 97058 | MECH ROOM
330 | W NATIONWIDE BLVD | 43215- | Not Required by DOW | 3013501 | WILKINS | 975XL | RP | 2.000 | 97963 | J CLOSET (BY DRY SPRINKLER)
330 | W NATIONWIDE BLVD | 43215- | Not Required by DOW | 3013495 | WILKINS | 975XLBMS | RP | 2.000 | 97964 | DOW
330 | W NATIONWIDE BLVD | 43215- | Not Required by DOW | 48131 | WILKINS | 375 | RP | 3.000 | 100514 | GARAGE AREA NEAR FIELD ENTRANCE
330 | W NATIONWIDE BLVD | 43215- | Not Required by DOW | 95140 | WATTS | 009QT | RP | 0.500 | 100516 | HOME TEAM CLUBHOUSE
333 | W NATIONWIDE BLVD | 43215-2311 | Active | 148581 | AMES | 3000SS | DCDA | 6.000 | 93168 | SW SIDE OF BUILDING
333 | W NATIONWIDE BLVD | 43215-2311 | Active | 68893 | WATTS | 007M1PCQT | DC | 0.750 | 93169 | SW SIDE OF BUILDING
333 | W NATIONWIDE BLVD | 43215-2311 | Active | W003658 | WILKINS | 975XLBMS | RP | 1.000 | 94838 | Northwest Location
333 | W NATIONWIDE BLVD | 43215-2311 | Active | 455781 | WILKINS | 975XL | RP | 1.500 | 98027 | NW CORNER OF BUILDING
357 | W NATIONWIDE BLVD | 43215- | Active | 06395 | WATTS | 919AQT | RP | 1.000 | 3409084 | I.T. CLOSET
357 | W NATIONWIDE BLVD | 43215- | Active | 594968 | WATTS | 909 | RP | 0.750 | 3603664 | I.T. CLOSET
363 | W NATIONWIDE BLVD | 43215-2311 | Active | 06392 | WATTS | 919AQT | RP | 1.000 | 61320 | INSIDE MECHANICAL ROOM
363 | W NATIONWIDE BLVD | 43215-2311 | Active | 595485 | WATTS | 909HWQT | RP | 0.750 | 75067 | MOP SINK CLOSET BY METER
400 | W NATIONWIDE BLVD | 43215-2394 | Removed | 12523REM | WATTS | 007M2QT | DC | 0.750 | 88035 | WEST OUTSIDE DOOR IN MTR RM
400 | W NATIONWIDE BLVD | 43215-2394 | Removed | 211524REM | WATTS | 909 | RP | 4.000 | 88203 | WEST OUTSIDE DOOR @ WATER MTR
400 | W NATIONWIDE BLVD | 43215-2394 | Removed | 08254REM | WATTS | 774DCDA | DCDA | 8.000 | 88204 | WEST OUTSIDE DOOR @ WATER MTR
400 | W NATIONWIDE BLVD | 43215-2394 | Active | QD1718 | WATTS | 957 | RP | 3.000 | 3616910 | IN RISER RM, 1ST FL SERV RM S OF ELEVATORS
400 | W NATIONWIDE BLVD | 43215-2394 | Active | QE1058 | WATTS | 957 | RP | 3.000 | 3616911 | IN RISER RM, 1ST FL SERV RM S OF ELEVATORS
400 | W NATIONWIDE BLVD | 43215-2394 | Not Required by DOW | 28744 | WATTS | LF919QT | RP | 2.000 | 3616912 | IN RISER ROOM
400 | W NATIONWIDE BLVD | 43215-2394 | Not Required by DOW | 28726 | WATTS | LF919QT | RP | 2.000 | 3618127 | MAKE UP, MECH RM NW CORNER PARKING GARAGE
400 | W NATIONWIDE BLVD | 43215-2394 | Active | 76667 | AMES | 2000B | DC | 0.750 | 3618350 | CENTER MECH RM, 1ST FL SERV RM S OF ELEVATORS
400 | W NATIONWIDE BLVD | 43215-2394 | Active | 1893480616 | AMES | 3000SS | DCDA | 8.000 | 3618351 | CENTER MECH RM, 1ST FL SERV RM S OF ELEVATORS
425 | W NATIONWIDE BLVD | 43215 | Active | MA1207 | WATTS | 957 | RP | 3.000 | 102792 | NORTH MECH ROOM
425 | W NATIONWIDE BLVD | 43215 | Active | MD0166 | AMES | COLT 300GV | DCDA | 6.000 | 103001 | WATER ROOM
425 | W NATIONWIDE BLVD | 43215 | Active | 25630 | AMES | 2000BM3 | DC | 0.750 | 103002 | WATER ROOM
425 | W NATIONWIDE BLVD | 43215 | Not Required by DOW | 19335 | WATTS | 919AQT | RP | 2.000 | 103568 | MECHANICAL ROOM GARAGE
440 | W NATIONWIDE BLVD | 43215- | Active | 210228 | WATTS | 909 | RP | 4.000 | 88034 | MECH RM NEXT TO MTR - 448 NATIONWIDE BLVD
440 | W NATIONWIDE BLVD | 43215- | Active | 1394531204 | AMES | 3000SS | DCDA | 6.000 | 88179 | PUMP RM - 448 NATIONWIDE
440 | W NATIONWIDE BLVD | 43215- | Active | 63773 | WATTS | 007M1QT | DC | 0.750 | 88180 | PUMP RM - 448 NATIONWIDE BLVD
440 | W NATIONWIDE BLVD | 43215- | Not Required by DOW | 2133832 | WILKINS | 975XL | RP | 1.000 | 98946 | 448 W NATIONWIDE BLVD, PUMP ROOM
484 | W NATIONWIDE BLVD | 43215 | Active | B01414 | febco |  | RP | 1.500 | 3652834
577 | W NATIONWIDE BLVD | 43215- | Active | VF1242 | WATTS | 957 | RP | 3.00 | 3409086 | RISER ROOM NORTH WALL
577 | W NATIONWIDE BLVD | 43215- | Active | 28525 | WATTS | 007M1QT | DC | 0.750 | 3647010
577 | W NATIONWIDE BLVD | 43215- | Active | 195214 | AMES | 3000SS | DCDA | 6.00 | 3647011 | RISER ROOM
600 | W NATIONWIDE BLVD | 43215 | Active | 42712C | WILKINS | 975XL2 | RP | 4.000 | 3656016 | MECH ROOM
600 | W NATIONWIDE BLVD | 43215 | Not Required by DOW | ACO1043 | WILKINS | 975 | RP | 1.500 | 3656018 | MECH ROOM
600 | W NATIONWIDE BLVD | 43215 | Active | 11046070623 | AMES | 3000SS | DCDA | 6.000 | 3656025 | RISER ROOM
600 | W NATIONWIDE BLVD | 43215 | Active | 33187 | WATTS | 007 | DC | 0.750 | 3656026 | RISER ROOM
25 | W NEW ENGLAND AVE | 43085-3582 | Active | 165429 | WATTS | LF009M3QT | RP | 0.750 | 3491286 | IN BASEMENT
25 | W NEW ENGLAND AVE | 43085-3582 | Not Required by DOW | 4001927 | WILKINS | 975 | RP | 0.750 | 3655828 | IN BASEMENT
59 | W NEW ENGLAND AVE | 43085-3535 | Active | T257648 | WILKINS | 720A | PVB | 0.750 | 3491293 | RIGHT SIDE OF HOUSE
10 | W NEW ENGLAND AVE | 43085-3538 | Replaced | 86699REP | WATTS | 800QT | PVB | 0.750 | 53546 | REPLACED- RIGHT SIDE OF HOUSE
100 | W NEW ENGLAND AVE | 43085-3538 | Active | T146566 | WILKINS | 720A | PVB | 0.750 | 3611828 | RIGHT SIDE OF HOUSE
108 | W NEW ENGLAND AVE | 43085-3538 | Active | CAB12844 | WILKINS | 720A | PVB | 0.750 | 3491296 | RIGHT SIDE OF HOUSE
123 | W NEW ENGLAND AVE | 43085-3537 | Active | A174729 | WILKINS | 720A | PVB | 1.000 | 91495 | RIGHT SIDE
286 | W NEW ENGLAND AVE | 43085-3542 | Active | CB262967 | WILKINS | 720 | PVB | 0.750 | 3491330 | LEFT SIDE
313 | W NEW ENGLAND AVE | 43085-3572 | Active | 212731 | WATTS | 800M4 | PVB | 0.750 | 60023 | FRONT OF HOUSE
111 | W NORTH ST | 43085-4115 | Active | T366106 | WILKINS | 720A | PVB | 0.750 | 99799 | RIGHT FRONT
112 | W NORTH ST | 43085-4114 | Active | 3085457 | WILKINS | 975 | RP | 1.000 | 97821 | FRONT OF THE HOUSE-RIGHT SIDE OF THE FRONT DOOR
10 | W NORTHWOOD AVE | 43201 | Active | 19711C | WILKINS | 375AST | RP | 6.000 | 3639687 | WATER RISER ROOM/ MECH ROOM, PARKING GARAGE
10 | W NORTHWOOD AVE | 43201 | Active | 195858 | AMES | 3000SS | DCDA | 6.000 | 3641114 | WATER RISER ROOM/ MECH ROOM, PARKING GARAGE
10 | W NORTHWOOD AVE | 43201 | Active | 28908 | WATTS | 007M1-QT | DC | 0.750 | 3641115 | WATER RISER ROOM/ MECH ROOM, PARKING GARAGE
20 | W NORWICH AVE | 43201-4367 | Removed | 25134REM | WATTS | 919AQT | RP | 0.750 | 56970 | REMOVED - BOILER ROOM
200 | W NORWICH AVE | 43201-4367 | Active | TA-1496 | WATTS | 957 | RP | 4.000 | 3643536
200 | W NORWICH AVE | 43201-4367 | Active | 1962830319 | AMES | 3000 | DCDA | 6.000 | 3643537
200 | W NORWICH AVE | 43201-4367 | Active | 29238 | WATTS | 007M1-QT | DC | 0.750 | 3643538
250 | W NORWICH AVE | 43201-4301 | Active | NL0068 | WATTS | 957 | RP | 4.000 | 3605727 | METER ROOM SE CORNER OF BASEMENT
250 | W NORWICH AVE | 43201-4301 | Active | 1063730714 | AMES | 5000ss | RPDA | 6.000 | 3607997 | PARKING GARAGE SE WATER METER ROOM
250 | W NORWICH AVE | 43201-4301 | Active | 13212 | AMES | 4000B | RP | 0.750 | 3607998 | PARKING GARAGE SE WATER METER ROOM
100 | W OAKLAND AVE | 43201-1092 | Due Install |  |  |  | RP | 1.000 | 3496733 | NORTHWEST CORNER OF BLDG
183 | W OAKLAND AVE | 43201- | Active | 089365 | WATTS | LF009M2QT | RP | 1.500 | 3650401 | HOTBOX X STREET FROM 164 (OAKLAND ARMS APTS) AT WATER METER
240 | W OAKLAND AVE | 43201-1091 | Active | 240 | XX | AGAP | AG | 3.000 | 58161 | FILTER HOUSE ON EAST END OF POOL
240 | W OAKLAND AVE | 43201-1091 | Active | 77127 | WATTS | 009M2QT | RP | 1.000 | 58162 | PUMP HOUSE BEHIND POOL
240 | W OAKLAND AVE | 43201-1091 | Active | 943 | CONBRACO | 4020702 | RP | 1.500 | 58163 | WEST END OF BATH HOUSE ABOVE METER
240 | W OAKLAND AVE | 43201-1091 | Active | 18292 | WATTS | 919QT | RP | 1.500 | 3605607 | MECHANICAL ROOM OUTSIDE SOUTH WALL
240 | W OAKLAND AVE | 43201-1091 | Active | 53688 | WATTS | 919QT | RP | 0.750 | 3605608 | STORAGE ROOM OUTSIDE WEST WALL
120 | W OLD HENDERSON RD | 43220- | Due Install |  |  |  | RP | 1.500 | 3441846 | EAST WALL OUTSIDE DOOR IN 1198 OLD HENDERSON
250 | W OLD WILSON BRDG RD | 43085-2285 | Active | 117665 | WATTS | 909M1QT | RP | 2.000 | 87575 | PUMP ROOM
250 | W OLD WILSON BRDG RD | 43085-2285 | Due Install |  |  |  | RP | 2.000 | 3630172
250 | W OLD WILSON BRDG RD | 43085-2285 | Due Install |  |  |  | DCDA | 6.000 | 3631424
100 | W OLD WILSON BRIDGE RD | 43085-2255 | Active | 233018 | WILKINS | 975XL | RP | 1.500 | 53547 | UTILITY ROOM BY ELEVATOR IN PARKING GARAGE
100 | W OLD WILSON BRIDGE RD | 43085-2255 | Active | W096805 | WILKINS | 975 | RP | 0.750 | 53548 | 3RD FLOOR CLOSET OVER MOP SINK
100 | W OLD WILSON BRIDGE RD | 43085-2255 | Active | ALA05170 | WILKINS | 975 | RP | 0.750 | 3624841 | ABOVE CIELING TILE IN GARAGE @ PARKING SPACE #35
100 | W OLD WILSON BRIDGE RD | 43085-2255 | Due Install |  |  |  | DCDA |  | 3624842 | METER PIT OUT BY ROAD
100 | W OLD WILSON BRIDGE RD | 43085-2255 | LPS - Active |  |  |  | LST |  | 3624843 | FIRE PUMP - INSIDE EAST WALL, LOWER LEVEL PARKING GARAGE
200 | W OLD WILSON BRIDGE RD | 43085-2247 | Not Required by DOW | 16318 | WATTS | 009M1QT | RP | 1.500 | 56972 | COMPRESSOR ROOM IN CEILING IN PARKING GARAGE
200 | W OLD WILSON BRIDGE RD | 43085-2247 | Active | 197801 | WATTS | 909 | RP | 4.000 | 56973 | COMPRESSOR/MECH ROOM IN GARAGE BY ELEVATR AT WATER METER
200 | W OLD WILSON BRIDGE RD | 43085-2247 | Not Required by DOW | W069422 | WILKINS | 950 | DC | 0.750 | 56974 | SERVER ROOM IN CEILING NE CORNER
200 | W OLD WILSON BRIDGE RD | 43085-2247 | Active | 28077 | WILKINS | 350ASTDA | DCDA | 8.000 | 3649918 | IN PIT S OF SW BLDG 25 ' N OF CURB
200 | W OLD WILSON BRIDGE RD | 43085-2247 | LPS - Active |  |  |  | LST |  | 3649919 | FIRE PUMP - GARAGE SW PUMP ROOM
200 | W OLD WILSON BRIDGE RD | 43085-2247 | Active | HC59555 | WILKINS | 950XLD | DC | 0.750 | 3653367 | IN PIT S OF SW BLDG 25 ' N OF CURB
18 | W POPLAR AVE | 43215- | Active | TH-2362 | WATTS | 957 | RP | 3.000 | 89150 | BASEMENT SOUTH WALL
18 | W POPLAR AVE | 43215- | Not Required by DOW | 2279718 | WILKINS | 975XL | RP | 2.000 | 3649502 | BASEMENT
34 | W POPLAR AVE | 43215-1697 | Active | 288840903 | AMES | 3000SS | DCDA | 6.000 | 60593 | BASEMENT MECH ROOM
34 | W POPLAR AVE | 43215-1697 | Active | 58475 | WATTS | 007M1 | DC | 0.750 | 60594 | BASEMENT MECH ROOM
34 | W POPLAR AVE | 43215-1697 | Active | L15054 | WILKINS | 375 | RP | 3.000 | 60595 | PARKING GARAGE N SIDE
34 | W POPLAR AVE | 43215-1697 | Not Required by DOW | W115742 | WILKINS | 975XL | RP | 0.750 | 60596 | SE CORNER OF PARKING GARAGE
34 | W POPLAR AVE | 43215-1697 | LPS - Active |  |  |  | LST |  | 3658382 | FIRE PUMP - FIRE PUMP ROOM
11 | W RICH ST | 43215-5296 | Active | 2DK1042 | AMES | 2000SS | DC | 6.000 | 53936 | 250 CIVIC CENTER DR MTR RM SE CORNER
111 | W RICH ST | 43215-5296 | Active | 249969 | WATTS | 909 | RP | 6.000 | 53937 | 250 CIVIC CENTER DR METER ROOM SE CORNER
111 | W RICH ST | 43215-5296 | Not Required by DOW | 4JN0635 | AMES | 4000SS | RP | 3.000 | 53938 | 250 CIVIC CENTER DR GARAGE SPRINKLER CLOSET
111 | W RICH ST | 43215-5296 | Not Required by DOW | 427322 | WATTS | 909QT | RP | 0.750 | 53939 | BOILER ROOM
111 | W RICH ST | 43215-5296 | Not Required by DOW | 601591 | WILKINS | 720A | PVB | 0.750 | 53940 | FRONT OF BUILDING
111 | W RICH ST | 43215-5296 | Removed | W104485REM | WILKINS | 975XLBMS | RP | 0.750 | 53941 | REMOVED-IN KITCHEN LEFT OF PREP SINK ON WALL
111 | W RICH ST | 43215-5296 | Not Required by DOW | 3786706 | WILKINS | 975XL | RP | 1.000 | 103458 | 250 CIVIC CENTER DR, FIRE PUMP ROOM
111 | W RICH ST | 43215-5296 | Not Required by DOW | 53838 | WATTS | 919AQT | RP | 0.750 | 3605651 | 250 CIVIC CENTER DR, 6TH FL JANITOR'S CLOSET EAST SIDE
111 | W RICH ST | 43215-5296 | Not Required by DOW | 585129 | APOLLO | RPLF4A | RP | 0.750 | 3605652 | 250 CIVIC CENTER DR, 6TH FL SOUTH SIDE AIR HANDLER ROOM
111 | W RICH ST | 43215-5296 | LPS - Active |  |  |  | LST |  | 3638667 | FIRE PUMP - FIRE PUMP ROOM
381 | W RICH ST | 43215 | Active | 41770 | WILKINS | 375A | RP | 4.000 | 3633089 | MECHANICAL/RISER ROOM EASTSIDE OF BUILDING GROUND LEVEL
381 | W RICH ST | 43215 | Active | 41771 | WILKINS | 375A | RP | 4.000 | 3633090 | MECHANICAL/RISER ROOM EASTSIDE OF BUILDING GROUND LEVEL
381 | W RICH ST | 43215 | Not Required by DOW | B207399 | WILKINS | 375XL | RP | 1.500 | 3633091 | MECHANICAL/RISER ROOM EASTSIDE OF BUILDING GROUND LEVEL
381 | W RICH ST | 43215 | Active | SF-2149 | AMES | 500GV | RPDA | 8.000 | 3633092 | EAST BUILDING MECHANICAL ROOM
381 | W RICH ST | 43215 | Active | 75406 | WATTS | 919QT | RP | 0.750 | 3633093 | EAST BUILDING MECHANICAL ROOM
381 | W RICH ST | 43215 | Not Required by DOW | 68210 | WATTS | 919QT | RP | 1.000 | 3641158 | POOL EQUIPMENT ROOM 401 W RICH ST
475 | W RICH ST | 43215 | Active | RG1235 | WATTS | 957 | RP | 6.000 | 3633094 | MECHANICAL/RISER ROOM WESTSIDE OF BUILDING GROUND FLOOR
475 | W RICH ST | 43215 | Active | RJ0955 | WATTS | 957 | RP | 6.000 | 3633095 | MECHANICAL/RISER ROOM WESTSIDE OF BUILDING GROUND FLOOR
475 | W RICH ST | 43215 | Not Required by DOW | A464880 | WILKINS | 375XL | RP | 1.500 | 3633096 | MECHANICAL/RISER ROOM WESTSIDE OF BUILDING GROUND FLOOR
475 | W RICH ST | 43215 | Active | 68194 | APOLLO/CONBRACO | 4070EC3 | RPDA | 8.000 | 3633097
475 | W RICH ST | 43215 | Active | 867964 | APOLLO/CONBRACO | DCLF4A | RP | 0.500 | 3633098
519 | w rich st |  | Active | 52092C | WILKINS | 375AST | RP | 6.000 | 3659641 | MTR ROOM S/E CORNER
519 | w rich st |  | New Construction |  |  |  | DCDA | 8.000 | 3659642 | mtr room s/e corner
519 | w rich st |  | New Construction |  |  |  | DC | 0.750 | 3659643 | MTR ROOM S/E CORNER
539 | W RICH ST | 43215-4903 | Active | 493102 | WATTS | 909QT | RP | 1.000 | 94739 | IN CLOSET OFF HALL MAIN OFFICE BLDG UNDER STEPS
547 | W RICH ST | 43215-4903 | Not Required by DOW |  |  |  | RP | 0.750 | 3635948
547 | W RICH ST | 43215-4903 | Active | ALA23063 | WILKINS | 975XL | RP | 0.750 | 3656640 | FRONT DOOR OF 541 W RICH
553 | W RICH ST | 43215-4903 | Active | 4609338 | WILKINS | 975XL2 | RP | 0.750 | 3515549 | WAREHOUSE NORTH WALL ADJACENT TO OFFICE DOOR
566 | W RICH ST | 43215-4462 | Active | 439723 | WATTS | LF009 | RP | 0.750 | 3515551 | IN BSMNT AT METER
603 | W RICH ST | 43215 | Active | ACR0578 | WILKINS | 975XL2 | RP | 2.000 | 3658317 | EXTERIOR CELLAR DOORS S SIDE OF N UNIT
645 | W RICH ST | 43215 | Active | 086034 | WATTS | LF009M2QT | RP | 1.500 | 3649279 | BASEMENT N/E CORNER
645 | W RICH ST | 43215 | Active | 22950B | WILKINS | 350ASTDA | DCDA | 4.000 | 3649280 | BASEMENT N/E CORNER
645 | W RICH ST | 43215 | Active | HC43891 | WILKINS | 950XL2 | DC | 0.750 | 3649281 | BASEMENT N/E CORNER
645 | W RICH ST | 43215 | Not Required by DOW | 75974 | WATTS | 919AQT | RP | 1.000 | 3651356 | BASEMENT N/E CORNER
650 | W RICH ST | 43215-4430 | Active | 68051 | WILKINS | 975XLBMS | RP | 0.750 | 70101 | East Wall of Warehouse
719 | W RICH ST | 43222 | Active | 25667 | WATTS | LF909 | RP | 4.000 | 3651783 | RISER ROOM N/E CORNER
719 | W RICH ST | 43222 | Active | V58629 | WILKINS | 350ADA | DCDA | 4.000 | 3652605 | RISER ROOM N/E CORNER
719 | W RICH ST | 43222 | Active | HC53421 | WILKINS | 950XLD | DC | 0.750 | 3652606 | MECH ROOM SIDE OF BUILDING
730 | W RICH ST | 43222-1620 | Active | 500840 | WATTS | 909QT | RP | 0.750 | 71767 | MECH ROOM BY WATER METER
730 | W RICH ST | 43222-1620 | Not Required by DOW | T121949 | WILKINS | 720A | PVB | 1.000 | 89008 | EAST SIDE BY A/C UNIT
750 | W RICH ST | 43222-1691 | Active | 72965 | AMES | 3000SS | DCDA | 6.000 | 101694
750 | W RICH ST | 43222-1691 | Active | 17067 | WATTS | 007M1QT | DC | 0.750 | 101732 | METER ROOM
750 | W RICH ST | 43222-1691 | Active | 65148 | WILKINS | 375 | RP | 3.000 | 101733 | UTILITY ROOM
750 | W RICH ST | 43222-1691 | Not Required by DOW | 000138 | WATTS | 800M4QT | PVB | 2.000 | 3351161 | RIGHT SIDE OF GARAGE, UTILITY ROOM
144 | W RICH ST | 43223-1370 | Due Install |  |  |  | RP | 1.500 | 3515608 | UNDER STAIRS BOTTOM LEVEL
1481 | W RICH ST | 43223-1375 | [6 empty] | 3657785
1491 | W RICH ST | 43223-1377 | Active | 4737906 | WILKINS | 975XL2 | RP | 1.500 | 3515613 | LOWER LEVEL UNDER STAIRS
2270 | W RICKENBACKER PKWY | 43217- | Active | 21553 | WATTS | 919QT | RP | 2.000 | 103542 | 2270 RICKENBACHER PL, WATER RISER ROOM FIRST FLOOR
2270 | W RICKENBACKER PKWY | 43217- | Removed | 07266REM | WATTS | 007M1QT | DC | 0.750 | 103543 | REMOVED-2270 RICKENBACHER PKWY, SPRINKLER RISER ROOM
2270 | W RICKENBACKER PKWY | 43217- | Removed | 05039REM | AMES | 3000SS | DCDA | 6.000 | 103544 | REMOVED-2270 RICKENBACHER PKWY, SPRINKLER RISER ROOM
2270 | W RICKENBACKER PKWY | 43217- | Active | 20940 | WATTS | 007M1PCQT | DC | 0.750 | 3607456 | 2270 RICKENBACHER PL, SPRINKLER ROOM
2270 | W RICKENBACKER PKWY | 43217- | Active | 180986 | AMES | 3000SS | DCDA | 6.000 | 3607457 | 2270 RICKENBACHER PL, SPRINKLER ROOM
777 | W RIVER ST | 43222-1118 | Active | 343726 | WATTS | 909M1QT | RP | 2.000 | 72763 | NW MECH/RISER ROOM AT WATER METER
777 | W RIVER ST | 43222-1118 | Not Required by DOW | 343829 | WATTS | 909M1QT | RP | 2.000 | 72764 | WTR MTR ROOM NW CORNER
777 | W RIVER ST | 43222-1118 | Not Required by DOW | 014048 | WATTS | 009QT | RP | 1.000 | 72767 | BOILER ROOM
777 | W RIVER ST | 43222-1118 | Active | 496621 | WATTS | 909QT | RP | 0.750 | 92624 | NW MECH/RISER ROOM 777 W RIVER
777 | W RIVER ST | 43222-1118 | Active | 003492 | WATTS | 909 | RPDA | 8.000 | 97088 | NW MECH/RISER ROOM - 777 RIVER ST
777 | W RIVER ST | 43222-1118 | Not Required by DOW | 496621 | WATTS | 909HWQT | RP | 0.750 | 3640851 | MECHANIC ROOM
58 | W RIVERGLEN DR | 43085-3845 | Active | EAJ6211 | WILKINS | 720A | PVB | 0.750 | 3517904 | BACK CENTER
72 | W RIVERGLEN DR | 43085-3845 | Removed | G243672REM | WILKINS | 720A | PVB | 0.750 | 99045 | REMOVED-RIGHT SIDE OF HOUSE
72 | W RIVERGLEN DR | 43085-3845 | Active | G243672 | WILKINS | 720A | PVB | 0.750 | 3618660 | FRONT OF HOUSE
10 | W RIVERGLEN DR | 43085-3845 | Active | T417814 | WILKINS | 720A | PVB | 0.750 | 95173 | FRONT OF HOUSE
138 | W RIVERGLEN DR | 43085-3849 | Active | W304782 | WILKINS | 975XL | RP | 1.000 | 92333 | LEFT SIDE OF HOUSE
240 | W RIVERGLEN DR | 43085-3826 | Removed | 881478REM | WILKINS | 975 | RP | 1.000 | 58164 | 0 USE 06/06/2016 CAG. REMOVED-WEST END OF ISLAND
259 | W RIVERGLEN DR | 43085-3869 | Active | CB325639 | WILKINS | 720A | PVB | 0.750 | 58689 | LEFT SIDE OF HOUSE
301 | W RIVERGLEN DR | 43085-3869 | Active | 08778 | WATTS | 800M4QT | PVB | 1.000 | 90836 | RIGHT FRONT DOOR
311 | W RIVERGLEN DR | 43085-3869 | Removed | T345447REM | WILKINS | 720A | PVB | 0.750 | 59991 | FRONT CENTER IN COVE BY SPIGOT
314 | W RIVERGLEN DR | 43085-3870 | Active | 4247630 | WILKINS | 975XL | RP | 0.750 | 3517938 | Front of House
338 | W RIVERGLEN DR | 43085- | Active | cb730821 | WILKINS | 720A | PVB | 1.000 | 94373 | EAST SIDE OF HOUSE OF 5920 OLENTANGY BLVD
68 | W ROYAL FOREST BLVD | 43214-2025 | Replaced | E5528REP | FEBCO | 765 | PVB | 1.000 | 101807 | REPLACED-
68 | W ROYAL FOREST BLVD | 43214-2025 | Active | T252109 | WILKINS | 720A | PVB | 1.000 | 3611301 | Front of house to the right of the front door in the bush.
11 | W ROYAL FOREST BLVD | 43214-2027 | Active | HB30578 | FEBCO | 765 | PVB | 0.750 | 54102 | LEFT HAND CORNER AS YOU FACE HOUSE
128 | W ROYAL FOREST BLVD | 43214-2027 | Active | CB029149 | WILKINS | 720A | PVB | 0.750 | 103387 | FRONT SIDE OF HOUSE
150 | W ROYAL FOREST BLVD | 43214-2029 | Active | T074591 | WILKINS | 720A | PVB | 0.750 | 101527 | RIGHT SIDE OF HOUSE
175 | W ROYAL FOREST BLVD | 43214-2028 | Active | 531080 | WILKINS | 720A | PVB | 0.750 | 56022 | NORTH SIDE OF HOUSE
194 | W ROYAL FOREST BLVD | 43214-2029 | Active | 585595 | WILKINS | 720A | PVB | 1.000 | 56693 | FRONT MIDDLE
33 | W RUSSELL ST | 43215 | Active | 3881923 | WILKINS | 975XL2 | RP | 0.750 | 3606164 | WATER ROOM IN PARKING GARAGE
28 | W SCHREYER PL | 43214-2557 | Active | CB987523 | WILKINS | 720A | PVB | 0.750 | 59316 | LEFT REAR
12 | W SELBY BLVD | 43085-3958 | Not Required by DOW | CB588242 | WILKINS | 720A | PVB | 0.750 | 54230 | FRONT OF BUILDING-5655 N HIGH
12 | W SELBY BLVD | 43085-3958 | Active | ABA81527 | WILKINS | 975XL | RP | 1.000 | 3638135 | N/W EXIT DOOR UTILTY CLOSET ON THE RIGHT
11 | W SOUTH ST | 43085-3517 | Active | H570907 | FEBCO | 765 | PVB | 0.750 | 98988 | FRONT OF HOUSE
139 | W SOUTH ST | 43085-3504 | Active | CB026843 | WILKINS | 720A | PVB | 0.750 | 3533086 | FRONT LEFT
20 | W SOUTHINGTON AVE | 43085-3853 | Active | F02125 | WILKINS | 720A | PVB | 0.750 | 97691 | Front of house
60 | W SOUTHINGTON AVE | 43085-3855 | Active | F031373 | WILKINS | 720A | PVB | 0.750 | 97647 | REAR OF HOUSE
75 | W SOUTHINGTON AVE | 43085-3852 | Active | V0567 | CONBRACO | 4050502 | PVB | 1.000 | 88071 | RIGHT SIDE OF HOUSE
11 | W SOUTHINGTON AVE | 43085-3877 | Active | F006168 | WILKINS | 720A | PVB | 0.750 | 98355 | FRONT OF HOUSE
215 | W SOUTHINGTON AVE | 43085-3827 | Active | 190698 | WILKINS | 720A | PVB | 0.750 | 92159 | RIGHT SIDE OF HOUSE
275 | W SOUTHINGTON AVE | 43085-3827 | Active | T278500 | Wilkins | 720 | PVB | 1.000 | 59207 | LEFT SIDE OF HOUSE
30 | W SPRING ST | 43215-2216 | Not Required by DOW | 458845 | WATTS | 909M1QT | RP | 2.000 | 59696 | 31ST FLOOR MECHANICAL ROOM
30 | W SPRING ST | 43215-2216 | Not Required by DOW | 3380031 | WILKINS | 975XL2 | RP | 2.000 | 59697 | 13TH FLOOR MECHANICAL ROOM
30 | W SPRING ST | 43215-2216 | Not Required by DOW | 162474 | WATTS | 909M1QT | RP | 2.000 | 59698 | MECHANICAL ROOM 31ST FLOOR
30 | W SPRING ST | 43215-2216 | Active | 258764 | WATTS | 909 | RP | 6.000 | 59699 | B1 PUMP ROOM
30 | W SPRING ST | 43215-2216 | Not Required by DOW | 208295 | WATTS | 909 | RP | 4.000 | 59701 | B1-GENERATOR ROOM
30 | W SPRING ST | 43215-2216 | Not Required by DOW | 3380040 | WILKINS | 975XL2 | RP | 2.000 | 59702 | MECHANICAL ROOM 13TH FLOOR (NO TAG FOR SERIAL #)
30 | W SPRING ST | 43215-2216 | Not Required by DOW | 460012 | WATTS | 909QT | RP | 1.000 | 59704 | 15TH FLOOR JANITORS CLOSET
30 | W SPRING ST | 43215-2216 | Not Required by DOW | A53974 | WATTS | 009M3QT | RP | 0.750 | 59706 | 31ST FLOOR MECH ROOM
30 | W SPRING ST | 43215-2216 | Active | 264075 | WATTS | 909 | RP | 6.000 | 88266 | Level B1 Mech. room
30 | W SPRING ST | 43215-2216 | Not Required by DOW | 04905 | AMES | 4000B | RP | 2.000 | 89243 | LEVEL B1 ROOM 301
30 | W SPRING ST | 43215-2216 | Removed | 521874REM | WATTS | 909QT | RP | 1.000 | 93942 | 33RD FLOOR ABOVE CHILLED WATER PUMPS REMOVED
30 | W SPRING ST | 43215-2216 | Removed | 633331REM | WATTS | 909QT | RP | 0.750 | 98920 | 14TH FLOOR MECHANICAL ROOM REMOVED
30 | W SPRING ST | 43215-2216 | LPS - Active |  |  |  | LPC |  | 3633379 | DOMESTIC PUMP -
30 | W SPRING ST | 43215-2216 | LPS - Active |  |  |  | LPC |  | 3633380
30 | W SPRING ST | 43215-2216 | Active | 22660A | WILKINS | 350AST | DC | 10.000 | 3633802
33 | W SPRING ST | 43215- | Active | 117941 | WATTS | 009M2QT | RP | 1.000 | 3611786 | HOTBOX ON NORTH SIDE OF BUILDING
33 | W SPRING ST | 43215- | Not Required by DOW | [5 empty] | 3628136 | HOTBOX ON NORTH SIDE OF BUILDING
35 | W SPRING ST | 43215-2215 | Active | 22938 | WILKINS | 975 | RP | 4.000 | 60868 | BASEMENT NEXT TO METER ROOM
35 | W SPRING ST | 43215-2215 | Not Required by DOW | 588998 | WATTS | 909HWQT | RP | 0.750 | 60869 | LOWER LEVEL - POOL MECHANICAL ROOM
35 | W SPRING ST | 43215-2215 | Not Required by DOW | 439186 | WILKINS | 975XL | RP | 0.750 | 60870 | KITCHEN @ ICE MACHINE
35 | W SPRING ST | 43215-2215 | Active | 1613621107 | AMES | 3000SS | DCDA | 8.000 | 95203 | BASEMENT FIRE PUMP ROOM
35 | W SPRING ST | 43215-2215 | Active | 57936 | AMES | 2000B | DC | 0.750 | 95204 | FIRE PUMP ROOM
35 | W SPRING ST | 43215-2215 | LPS - Active |  |  |  | LPC |  | 3635629 | DOMESTIC PUMP -
35 | W SPRING ST | 43215-2215 | LPS - Active |  |  |  | LST |  | 3641285 | PUMP ROOM
35 | W SPRING ST | 43215-2215 | In Review | [5 empty] | 3641286 | FIRE PUMP
75 | W SPRING ST | 43215 | Active | 1394065 | WILKINS | 950XL | DC | 0.750 | 72114 | MECH ROOM
75 | W SPRING ST | 43215 | Active | 180692 | WATTS | 009M2QT | RP | 2.000 | 72115 | MECH ROOM 1ST FLOOR
75 | W SPRING ST | 43215 | Active | N05635 | WILKINS | 350DA | DCDA | 4.000 | 72116 | MECH ROOM
20 | W SPRING ST | 43215- | Active | 148497 | WATTS | 009M2QT | RP | 1.000 | 56975 | GROUND FLOOR NW CORNER AT METER - 1 RIVERSIDE PLZ
248 | W SPRING ST | 43215 | Active | 4276635 | WILKINS | 950XLD | DC | 0.750 | 3629658 | Garage LL ( BLDG ADDRESS 245)
248 | W SPRING ST | 43215 | Active | B063405 | WILKINS | 375XL | RP | 1.500 | 3629659 | Garage LL ( BLDG ADDRESS 245)
248 | W SPRING ST | 43215 | Active | 6333 | WILKINS | 350ASTDA | DCDA | 4.000 | 3629660 | Garage LL
250 | W SPRING ST | 43215- | Active | 259357 | WATTS | 909 | RP | 6.000 | 87227 | METER ROOM
250 | W SPRING ST | 43215- | Not Required by DOW | 278857 | WATTS | 009QT | RP | 1.000 | 87228 | CARE TAKER HOUSE SE mech rm dry system for 251 bldg
250 | W SPRING ST | 43215- | Active | 145743 | AMES | 2000SS | DC | 6.000 | 88143 | HOUSE LOWER LEVEL
250 | W SPRING ST | 43215- | Active | 03357 | AMES | 4000B | RP | 1.500 | 95046 | BASEMENT IN MECH SE CORNER 10FT ABOVE GROUND
250 | W SPRING ST | 43215- | Not Required by DOW | 279971 | WATTS | 009M2-FP | RP | 1.000 | 99602 | 250 DANIEL BURNHAM SQ - MECHANIC ROOM - BASEMENT
250 | W SPRING ST | 43215- | Not Required by DOW | 4304711XLTCU | WILKINS | 975XL2 | RP | 1.500 | 3622619 | MAKE UP WATER FOR 3 BOILERS, PENTHOUSE MECHANICAL ROOM
250 | W SPRING ST | 43215- | Not Required by DOW | 4209500XLTCU | WILKINS | 975XL2 | RP | 0.750 | 3622620 | PENTHOUSE MECHANICAL ROOM
250 | W SPRING ST | 43215- | Not Required by DOW | 145093 | WATTS | LF009M3QT | RP | 0.750 | 3623072 | H.W. TANK MECH RM 12 floor east
250 | W SPRING ST | 43215- | Not Required by DOW | 143428 | WATTS | LF009M3QT | RP | 0.750 | 3623073 | H.W. TANK MECH RM 12th floor east
250 | W SPRING ST | 43215- | Not Required by DOW | 4304715XLTCU | WILKINS | 975XL2 | RP | 1.500 | 3632994 | 4TH FLOOR PARKING GARAGE POOL PUMP
250 | W SPRING ST | 43215- | Not Required by DOW | 430064 | WILKINS | 975XL2 | RP | 2.000 | 3632996 | 1ST FLOOR MEC ROOM
250 | W SPRING ST | 43215- | Not Required by DOW | 4304712 | WILKINS | 975XL2 | RP | 1.500 | 3632997 | 4TH FLOOR PARKING GARAGE POOL PUMP
250 | W SPRING ST | 43215- | Not Required by DOW | B190508 | WILKINS | 375XL | RP | 0.750 | 3633806 | 12th Floor Water Heater Room
250 | W SPRING ST | 43215- | Not Required by DOW | B165059 | WILKINS | 375XL | RP | 2.000 | 3633807 | 1ST FLOOR WEST MECHANICAL ROOM
250 | W SPRING ST | 43215- | Not Required by DOW | 301572 | WATTS | LF009M2QT | RP | 0.750 | 3650251 | TRASH ROOM WASH CENTER, 10TH FLOOR PENTHOUSE TRASH ROOM
250 | W SPRING ST | 43215- | LPS - Active |  |  |  | LST |  | 3658374 | FIRE PUMP ROOM
330 | W SPRING ST | 43215-2390 | Not Required by DOW | W003674 | WILKINS | 975XL | RP | 1.000 | 94665 | IN BASEMENT
330 | W SPRING ST | 43215-2390 | Active | 17697 | WATTS | 919QT | RP | 2.000 | 102825 | IN BASEMENT
330 | W SPRING ST | 43215-2390 | Due Install |  |  |  | DCDA |  | 3634973 | IN BASEMENT
374 | W SPRING ST | 43215-2321 | Active | 32031 | WATTS | 919AQT | RP | 2.000 | 101992 | North wall
374 | W SPRING ST | 43215-2321 | Not Required by DOW | W003640 | WILKINS | 975XL | RP | 1.000 | 3351197 | BACK WALL BY DOMESTIC
376 | W SPRING ST | 43215- | Active | 2539135 | WILKINS | 975XLBMS | RP | 1.500 | 96317 | 311 W LONG ST, HOT BOX NE CORNER OF SPRING ST & HANOVER
530 | W SPRING ST | 43215-2381 | Active | 10169 | AMES | 2000SS | DC | 0.750 | 66601 | NORTHEAST MECH ROOM 1ST FLOOR (VALVE ROOM)
530 | W SPRING ST | 43215-2381 | Not Required by DOW | 1074396 | WILKINS | 975 | RP | 0.750 | 66602 | BOILER ROOM PENTHOUSE
530 | W SPRING ST | 43215-2381 | Active | 108137 | AMES | 3000SS | DCDA | 4.000 | 66603 | NORTHEND MECH ROOM 1ST FLOOR (VALVE ROOM)
530 | W SPRING ST | 43215-2381 | Active | 06223 | WATTS | 009 | RP | 3.000 | 66604 | METER ROOM
530 | W SPRING ST | 43215-2381 | Not Required by DOW | A207745 | FEBCO | 825Y | RP | 1.500 | 66605 | METER ROOM
600 | W SPRING ST | 43215-2327 | Active | 3637338 | WILKINS | 975XL | RP | 1.000 | 101660 | MECHANICAL ROOM
600 | W SPRING ST | 43215-2327 | Due Install |  |  |  | RP | 1.000 | 3638465 | CENTER OF BLDG
679 | W SPRING ST | 43215-2366 | Active | 1636 | WATTS | 007 | DC | 2.500 | 70684 | RISER ROOM
679 | W SPRING ST | 43215-2366 | Due Install |  |  |  | RP |  | 3633048
679 | W SPRING ST | 43215-2366 | Due Install |  |  |  | DCDA |  | 3639649
40 | W SPRUCE ST | 43215-2204 | Active | 255757 | WATTS | 009M2-FP | RP | 1.000 | 102648 | MECHANICAL ROOM
40 | W SPRUCE ST | 43215-2204 | Due Install |  |  |  | RP | 1.000 | 3654658 | MECHANICAL ROOM
59 | W SPRUCE ST | 43215-1622 | Active | 12770 | WATTS | 007QT | DC | 1.500 | 68245 | 2ND FLOOR, ABOVE CEILING AT WATER METER
59 | W SPRUCE ST | 43215-1622 | Active | 196249 | WATTS | 909 | RP | 3.000 | 68246 | MECH ROOM NEXT TO METER
59 | W SPRUCE ST | 43215-1622 | Active | 9410486 | HERSEY/GRINNELL | 2 | DC | 4.000 | 68247 | 1ST FLOOR METER ROOM
59 | W SPRUCE ST | 43215-1622 | Active | 363827 | WATTS | LF009QT | RP | 0.500 | 97981 | LOCATED AT BUBBLES TEA AND JUICE AT THE ICE MACHINE
15 | W SPRUCE ST | 43215 | Active | J033567 | FEBCO | 825Y | RP | 1.500 | 3653103 | HOTBOX ON THE TOP OF HILL
300 | W SPRUCE ST | 43215-1174 | Active | 1193941201 | AMES | 3000SS | DCDA | 6.000 | 59753 | PIT SW CORNER
300 | W SPRUCE ST | 43215-1174 | Active | W051337 | WILKINS | 975 | RP | 2.000 | 59754 | MECH ROOM
300 | W SPRUCE ST | 43215-1174 | Active | 52320 | WATTS | 007QT | DC | 0.750 | 59755 | METER PIT OFF OF SPRUCE ST
300 | W SPRUCE ST | 43215-1174 | Active | 3971793 | WILKINS | 975XL2 | RP | 1.500 | 59756 | SW END OF BUILDING AT METER PIT
300 | W SPRUCE ST | 43215-1174 | LPS - Active |  |  |  | LST |  | 3654980 | FIRE PUMP - FIRE PUMP ROOM
591 | W ST FILLANS CT | 43017 | Active | CH2185 | FEBCO | 765 | PVB | 0.750 | 92968 | RIGHT REAR
45 | W STAFFORD AVE | 43085-3567 | Replaced | FB4575REP | FEBCO | 765 | PVB | 1.000 | 101718 | REPLACED- RIGHT SIDE OF HOUSE
45 | W STAFFORD AVE | 43085-3567 | Active | T145865 | WILKINS | 720 | PVB | 0.750 | 3611963 | RIGHT SIDE OF HOUSE
80 | W STARR AVE | 43201-3430 | Active | FC8646 | FEBCO | 765 | PVB | 1.000 | 94687 | RIGHT FRONT BY A/C
80 | W STARR AVE | 43201-3430 | Duplicate | FC8646DUP | FEBCO | 765 | PVB | 1.000 | 3613398 | RIGHT FRONT BEHIND AC
96 | W STARR AVE | 43201-3430 | Active | T082895 | WILKINS | 720A | PVB | 1.000 | 102772 | RIGHT FRONT BEHIND WOOD FENCE
37 | W STATE ST | 43215 | Active | ACH2642 | WILKINS | 975XL2 | RP | 1.500 | 3652343 | N/W PARKING GARAGE
375 | W STATE ST | 43215 | Not Required by DOW | ACF7312 | WILKINS | 975XL2 | RP | 1.250 | 3652353 | N/W PARKING GARAGE
399 | W STATE ST | 43215-4008 | Active | 198517 | WATTS | 009M3 | RP | 0.750 | 3536590 | NW CORNER OF BUILDING
433 | W STATE ST | 43215-4010 | Active | 4311952 | WILKINS | 950XLD | DC | 0.750 | 3618628 | 1ST FL SPRINKLER RISER ROOM
433 | W STATE ST | 43215-4010 | Active | 7107B | WILKINS | 350ASTDA | DCDA | 6.000 | 3619795 | 1ST FL SPRINKLER RISER ROOM
433 | W STATE ST | 43215-4010 | Active | 4282611 | WILKINS | 975 | RP | 1.500 | 3619851 | NE METER RM
440 | W STATE ST | 43215 | Active | 32075C | WILKINS | 375AST | RP | 4.000 | 3654194 | First Floor Riser Room S/E
440 | W STATE ST | 43215 | Active | 1101820222 | AMES | 3000SS | DCDA | 6.000 | 3654195 | RISER ROOM S/E
440 | W STATE ST | 43215 | Active | 32020 | WATTS | 007M1QT | DC | 0.750 | 3654218 | SE CORNER (DOOR MARKED OUTSIDE-SPRINKLER ROOM)
466 | W STATE ST | 43215 | Active | ACM8986 | WILKINS | 975 | RP | 2.000 | 3480204 | MECHANICAL ROOM N/W CORNER, OUTSIDE ACCESS
548 | W STATE ST | 43215- | Active | 5303D | WILKINS | 375ASTDA | RPDA | 4.000 | 3646485 | WATER/RISER ROOM 1ST FLOOR
548 | W STATE ST | 43215- | Active | 4847859 | WILKINS | 975XLD | RP | 0.750 | 3646561 | WATER/RISER ROOM 1ST FLOOR FIRE BYPASS
548 | W STATE ST | 43215- | Active | 22181 | WILKINS | 375AST | RP | 3.000 | 3646562 | WATER/RISER ROOM 1ST FLOOR
617 | W STATE ST | 43215-4418 | Removed | 77510REM | WATTS | 909QT | RP | 0.750 | 69221 | REMOVED-BOILER ROOM - Franklinton E.S.
617 | W STATE ST | 43215-4418 | Active | 10511 | WATTS | 719QT | DC | 2.000 | 3611479 | BASEMENT BY STAIRS
617 | W STATE ST | 43215-4418 | Active | 4059180 | WILKINS | 975 | RP | 2.000 | 3611480 | STAIRWELL - W END OF BUILDING
617 | W STATE ST | 43215-4418 | Not Required by DOW | 59892 | WATTS | 919 | RP | 0.750 | 3611823 | BASEMENT BOILER ROOM
745 | W STATE ST | 43222 | Active | UL-1637 | WATTS | 957 | RP | 6.000 | 3649507 | NE MECH ROOM OFF GARAGE
745 | W STATE ST | 43222 | LPS - Active |  |  |  | LST |  | 3658500 | FIRE PUMP - FIRE PUMP ROOM
793 | W STATE ST | 43222-1551 | Not Required by DOW | 177701 | WATTS | 909 | RP | 4.000 | 72990 | EQUIPMENT ROOM #17 BY PBX, 1ST FLOOR
793 | W STATE ST | 43222-1551 | Not Required by DOW | 177702 | WATTS | 909 | RP | 4.000 | 72991 | 1ST FLOOR BY BOILER ROOM
793 | W STATE ST | 43222-1551 | Not Required by DOW | 111837 | WATTS | 009QT | RP | 2.000 | 73018 | CHILLER ROOM 3RD FLOOR
793 | W STATE ST | 43222-1551 | Not Required by DOW | 195427 | WATTS | 909 | RP | 2.500 | 73020 | BOILER ROOM
793 | W STATE ST | 43222-1551 | Not Required by DOW | 135964 | WATTS | 009QT | RP | 1.000 | 73021 | LEVEL 3 MECH ROOM AT COLUM LIN N-16
793 | W STATE ST | 43222-1551 | Not Required by DOW | 611877 | WATTS | 909 | RP | 1.000 | 73022 | BY MAIN ENTRANCE TURNAROUND
793 | W STATE ST | 43222-1551 | Not Required by DOW | 288642 | WATTS | 009QT | RP | 0.500 | 73023 | ROOM 1W52 MRI ELECTRONIC ROOM SOUTH WALL
793 | W STATE ST | 43222-1551 | Not Required by DOW | 27379 | WATTS | 909QT | RP | 1.000 | 73026 | ROOM 5W60
793 | W STATE ST | 43222-1551 | Removed | 34301REM | WATTS | 008PCQT | SVB | 0.500 | 73030 | REMOVED-IN SMALL ROOM JUST PAST DARKROOM
793 | W STATE ST | 43222-1551 | Not Required by DOW | 403929 | WATTS | 909HWQT | RP | 0.750 | 73031 | MECH ROOM #1 NURSING COLLEGE
793 | W STATE ST | 43222-1551 | Removed | 633769REM | WATTS | 909HWQT | RP | 0.750 | 73033 | ANCILLARY CARE BASEMENT
793 | W STATE ST | 43222-1551 | Removed | 466318REM | WATTS | 909QT | RP | 0.750 | 73035 | ANCILLARY CORE BASEMENT
793 | W STATE ST | 43222-1551 | Removed | 468953REM | WATTS | 909QT | RP | 1.000 | 73037 | SOUTH BASEMENT
793 | W STATE ST | 43222-1551 | Not Required by DOW | 469796 | WATTS | 909QT | RP | 0.750 | 73038 | MECHANICAL ROOM #1 BASEMENT SCHOOL OF NURSING
793 | W STATE ST | 43222-1551 | Removed | 470110REM | WATTS | 909QT | RP | 0.750 | 73043 | ANCILLARY CORE BASEMENT
793 | W STATE ST | 43222-1551 | Removed | REM470120 | WATTS | 909QT | RP | 0.750 | 73045 | 8 TOWER MECHANICAL ROOM 3-5 B REMOVED
793 | W STATE ST | 43222-1551 | Not Required by DOW | 518136 | WATTS | 909QT | RP | 1.000 | 73050 | 6-H IN CEILING ABOVE HANDWASH SINK
793 | W STATE ST | 43222-1551 | Not Required by DOW | 533440 | WATTS | 909QT | RP | 0.750 | 73052 | 3RD FLOOR MECH ROOM 34 LOCATED AT CIEL BY AIR VENTS
793 | W STATE ST | 43222-1551 | Not Required by DOW | 534356 | WATTS | 909QT | RP | 1.000 | 73053 | ROOM 5W60
793 | W STATE ST | 43222-1551 | Not Required by DOW | 58636 | WATTS | 909QT | RP | 0.750 | 87257 | MSB BASEMENT
793 | W STATE ST | 43222-1551 | Removed | 596536REM | WATTS | 909QT | RP | 0.750 | 87599 | ANCILLARY CORE BASEMENT
793 | W STATE ST | 43222-1551 | Not Required by DOW | 03218 | WATTS | 009QT | RP | 1.500 | 87600 | EQUIPMENT RM # 33
793 | W STATE ST | 43222-1551 | Removed | 595475REM | WATTS | 909QT | RP | 0.750 | 87602 | ANCILLARY CORE BASEMENT
793 | W STATE ST | 43222-1551 | Removed | 1621REM | AMES | 4000B | RP | 2.000 | 89316 | REMOVED-LOADING DOCK HAZARDOUS WATER ROOM
793 | W STATE ST | 43222-1551 | Duplicate | DUPA255916 | FEBCO | 825Y | RP | 1.500 | 100976 | DUPLICATE RECORD - GREEN BOX BY 315
793 | W STATE ST | 43222-1551 | Not Required by DOW | 334356 | WATTS | 909HWQT | RP | 1.000 | 102587 | 5TH FL DIALYSIS
793 | W STATE ST | 43222-1551 | Active | 081575 | WATTS | LF009M2QT | RP | 1.500 | 3649562 | N/W CORNER OF PARKING GARAGE
840 | W STATE ST | 43222-1442 | Active | 1801820213 | AMES | 3000SS | DCDA | 2.500 | 103081 | NE CORNER ROOM IN BASEMENT
840 | W STATE ST | 43222-1442 | Active | 69838 | AMES | 2000B | DC | 0.750 | 103082 | NE CORNER ROOM IN BASEMENT
840 | W STATE ST | 43222-1442 | Due Install |  |  |  | RP | 1.500 | 3658841 | NE CORNER ROOM IN BASEMENT
793 | W STATE ST UNIT B | 43222-1551 | Removed | 177700REM | WATTS | 909 | RP | 4.000 | 72989 | 1ST FLOOR-BOILER ROOM
793 | W STATE ST UNIT C | 43222-1551 | Not Required by DOW | 2JM2538 | AMES | 3000SS | DC | 6.000 | 72768 | STORAGE CLOSET BESIDE FIRE PUMP RM 1ST FL STORAGE STE 100 MECH RM
793 | W STATE ST UNIT C | 43222-1551 | Active | UJ-1893 | WATTS | 957 | RP | 8.000 | 3536609 | WESTSIDE OF PARKING GARAGE
900 | W STEPHEN DR | 43204-4702 | Active | 4808140XL | WILKINS | 975XL | RP | 0.750 | 3536918 | ABOVE STORAGE TANKS BY ENTRY
693 | W STRAWBERRY HILL RD | 43213-3445 | Active | H088362 | FEBCO | 765 | PVB | 0.750 | 70966 | LEFT SIDE OF HOUSE
150 | W SYCAMORE ST | 43215-5618 | Not Required by DOW | 35292 | WATTS | 008PCQT | PVB | 0.500 | 88060 | AT SINKIN PRODUCE DEPT
150 | W SYCAMORE ST | 43215-5618 | Active | 425580 | WATTS | 909M1 | RP | 2.000 | 88259 | Room by Starbucks storage FRONT OF STORE
150 | W SYCAMORE ST | 43215-5618 | Not Required by DOW | 427410 | WATTS | 909M1QT | RP | 2.000 | 88260 | Room by Starbucks storage
150 | W SYCAMORE ST | 43215-5618 | Active | 106944 | WATTS | 774X | DCDA | 6.000 | 88261 | METER VAULT SOUTH OF BLDG BY ROAD
150 | W SYCAMORE ST | 43215-5618 | Active | 34629 | WATTS | 007M1PCQT | DC | 0.750 | 88262 | METER VAULT SOUTH OF BLDG BY STREET
150 | W SYCAMORE ST | 43215-5618 | Not Required by DOW | 66059 | WATTS | 007M1PCQT | DC | 0.750 | 89571 | REAR DOOR AREA
150 | W SYCAMORE ST | 43215-5618 | Not Required by DOW | 144545 | AMES | 3000SS | DCDA | 6.000 | 89572 | REAR DOCK AREA
150 | W SYCAMORE ST | 43215-5618 | Not Required by DOW | 64631 | WATTS | 008PCQT | PVB | 0.500 | 89670 | AT SINK IN BUTCHER SHOP
150 | W SYCAMORE ST | 43215-5618 | Not Required by DOW | 34629 | WATTS | 008PCQT | PVB | 0.500 | 89671 | ST SINK IN DELI
150 | W SYCAMORE ST | 43215-5618 | Removed | REM30525 | WATTS | 008PCQT | PVB | 0.500 | 89672 | AT SINK IN DONATO'S DEPT. REMOVED
150 | W SYCAMORE ST | 43215-5618 | Not Required by DOW | 71208 | WATTS | 008PCQT | PVB | 0.500 | 99369 | BAKERY AT SINK
150 | W SYCAMORE ST | 43215-5618 | Not Required by DOW | 70879 | WATTS | 008PCQT | PVB | 0.500 | 100681 | CHEF AREA @ SINK
150 | W SYCAMORE ST | 43215-5618 | Not Required by DOW | 61029 | WATTS | 008PCQT | PVB | 0.500 | 104033 | BESIDE DAIRY COOLER
150 | W SYCAMORE ST | 43215-5618 | Not Required by DOW | 58847 | WATTS | 919QT | RP | 0.750 | 3613642 | ABOVE CEILING LEFT HAND SIDE OF HOOD
39 | W TORRENCE RD | 43214-4028 | Active | G215067 | WILKINS | 720A | PVB | 0.750 | 95617 | WEST SIDE BEHIND FIREPLACE
55 | W TOWN ST | 43215- | Active | 1692590609 | AMES | 3000SS | DCDA | 4.000 | 98735 | 185 S WALL ST, MECH RM IN SUB BASEMENT - NEXT TO 75 PARKFRONT CT
55 | W TOWN ST | 43215- | Active | 60659 | AMES | 2000B | DC | 0.750 | 98736 | 185 S WALL ST, MECH RM IN BASEMENT-NEXT TO 75 PARKFRONT CT
55 | W TOWN ST | 43215- | Active | 13775 | WILKINS | 375AST | RP | 3.000 | 100704 | 185 S WALL ST, Mech Rm at end of parking garage
33 | W TOWN ST | 43215- | Active | 3205806 | WILKINS | 375 | RP | 1.000 | 103354 | BASEMENT DOOR FLOOR JOIST
333 | W TOWN ST | 43215- | Active | 286979 | WILKINS | 350XL | DC | 1.250 | 103355 | BASEMENT DOOR
401 | W TOWN ST | 43215-4034 | Due Install |  |  |  | RP | 1.500 | 3547264 | S OF RESTAURANT N/E CORNER OF STORAGE "TOMBS"
401 | W TOWN ST | 43215-4034 | Due Install |  |  |  | DCDA | 6.000 | 3658623 | PIT INSIDE BUILDING S SIDE
424 | W TOWN ST | 43215-4040 | Active | 18106 | WATTS | 919QT | RP | 1.500 | 3547265 | WEST WALL AT METER
463 | W TOWN ST | 43215-4035 | Active | 4475755 | WILKINS | 975XL2 | RP | 1.500 | 3547267 | ON SOUTH WALL IN MECH AREA BY ROLL UP DOOR, AT WATER METER
463 | W TOWN ST | 43215-4035 | Active | 2900D | WILKINS | 375ASTDA | RPDA | 3.000 | 3629969 | ON SOUTH WALL IN MECH AREA BY ROLL UP DOOR
463 | W TOWN ST | 43215-4035 | Active | 4516402 | WILKINS | 975XL2 | RP | 0.750 | 3629970 | ON SOUTH WALL IN MECH AREA BY ROLL UP DOOR
480 | W TOWN ST | 43215-4032 | Active | 4925497 | WILKINS | 975XL2 | RP | 1.000 | 3547269
577 | W TOWN ST | 43215-4437 | Active | 53002 | APOLLO | DCDALF4A | DCDA | 4.000 | 3618603 | NW MECH RM
577 | W TOWN ST | 43215-4437 | Active | 704599 | APOLLO/CONBRACO | 1/2DC | DC | 0.500 | 3618604 | NW MECH RM
577 | W TOWN ST | 43215-4437 | Active | L103366 | WILKINS | 375 | RP | 3.000 | 3619982 | NW MECH RM
577 | W TOWN ST | 43215-4437 | Not Required by DOW | 21186 | WATTS | 919QT | RP | 1.500 | 3620006 | SW MECH RM
580 | W TOWN ST | 43215-4435 | Active | 195953 | WATTS | 009M2QT | RP | 1.000 | 67994 | MECHANICAL ROOM S/W CORNER OF BLDG
610 | W TOWN ST | 43215-4446 | Active | 72480 | AMES | 2000B | DC | 0.750 | 3547281 | GO TO 600 FOR ESCORT, OUSIDE SPRINKLER RISER ROOM ON WEST SIDE OF BLDG
610 | W TOWN ST | 43215-4446 | Active | 1836160414 | AMES | 3000SS | DCDA | 4.000 | 3606034 | GO TO 600 FOR ESCORT, OUSIDE SPRINKLER RISER ROOM ON WEST SIDE OF BLDG
610 | W TOWN ST | 43215-4446 | Active | 3968511 | WILKINS | 975XL | RP | 1.50 | 3606229 | GO TO 600 FOR ESCORT, OUSIDE SPRINKLER RISER ROOM ON WEST SIDE OF BLDG
625 | W TOWN ST | 43215-4444 | Active | 50557C | WILKINS | 375AST | RP | 3.000 | 69474 | BASEMENT
625 | W TOWN ST | 43215-4444 | New Construction | 11068770125 | AMES | 3000SS | DCDA | 6.000 | 3659570 | BASEMENT N/W
625 | W TOWN ST | 43215-4444 | New Construction | 34697 | AMES | 007M1QT | DC | 0.750 | 3659571 | BASEMENT N/W
657 | W TOWN ST | 43215- | Not Required by DOW | W115809 | WILKINS | 975XL | RP | 0.750 | 70263 | BOILER ROOM
657 | W TOWN ST | 43215- | Active | 221901 | WATTS | 009M1PCQT | RP | 2.000 | 70264 | BOILER ROOM NORHT WALL
657 | W TOWN ST | 43215- | Not Required by DOW | 24113 | WATTS | 008PCQT | SVB | 0.500 | 70265 | NORTH WALL IN CEILING
657 | W TOWN ST | 43215- | Not Required by DOW | 24117 | WATTS | 008PCQT | SVB | 0.500 | 70266 | NORTH WALL IN CEILING
657 | W TOWN ST | 43215- | Not Required by DOW | 24129 | WATTS | 008PCQT | SVB | 0.500 | 70267 | NORTH WALL IN CEILING
657 | W TOWN ST | 43215- | Not Required by DOW | W005897 | WILKINS | 975XLBMS | RP | 1.250 | 70268 | WEST EXTERIOR WALL INSIDE CENTER MAN DOOR
657 | W TOWN ST | 43215- | Not Required by DOW | 24131 | WATTS | 800M2QT | PVB | 0.500 | 70269 | NORTH WALL IN CEILING
718 | W TOWN ST | 43222- | Duplicate | DUPA255916 | FEBCO | 825Y | RP | 1.500 | 91317 | DUPLICATE RECORD - 20' N OF N CURB & 5' E OF FH BETWEEN GREEN ST AND 315
718 | W TOWN ST | 43222- | NULL | [5 empty] | 3630345
719 | W TOWN ST | 43222-1510 | Due Install |  |  |  | RP | 1.500 | 3547284
765 | W TOWN ST | 43222- | Active | 023197 | WATTS | LF009M2QT | RP | 2.000 | 95013 | EMPLOYEE PARKING GARAGE
807 | W TOWN ST | 43222-1676 | Active | 45610 | WILKINS | 375AST | RP | 3.000 | 92728 | METER ROOM EASTEND OF WEST BLDG
807 | W TOWN ST | 43222-1676 | Active | 02828 | AMES | 3000B | DCDA | 2.000 | 92788 | METER ROOM EAST END OF WEST BLDG
807 | W TOWN ST | 43222-1676 | Active | 02868 | AMES | 2000B | DC | 0.500 | 92789 | METER ROOM EASTEND OF WEST BLDG
807 | W TOWN ST | 43222-1676 | Not Required by DOW | 09585 | WATTS | LF919QT | DC | 2.000 | 103198 | 803 TOWN ST, IN S/W CORNER OF ANGELA HALL
867 | W TOWN ST | 43222-1662 | Active | 4515878 | WILKINS | 975 | RP | 1.500 | 3623259 | SOUTHEAST CORNER OF BUILDING
935 | W TOWN ST | 43222 | Active | 40908 | WATTS | 919QT | RP | 2.000 | 3653993 | N/E MTR ROOM
106 | W TOWN ST | 43222-1473 | Not Required by DOW | A012195 | FEBCO | 825Y | RP | 1.000 | 53747 | MECHANICAL ROOM N/W OUTSIDE ACCESS DOOR
1061 | W TOWN ST | 43222-1473 | Active | 276580 | WATTS | 909M1QT | RP | 1.500 | 53748 | MECHANICAL ROOM N/W OUTSIDE ACCESS DOOR
1194 | W TOWN ST | 43222-1450 | Due Install | [5 empty] | 3547298
1481 | W TOWN ST | 43223-1379 | Not Required by DOW | 281554 | WATTS | 909 | RP | 1.500 | 55113 | NW MECHANICAL ROOM ON THE 2ND FLOOR
1481 | W TOWN ST | 43223-1379 | Not Required by DOW | 318192 | WATTS | 909M1QT | RP | 2.000 | 55114 | IN THE SWIMMING POOL FILTER SYSTEM--MAKE-UP WATER
1481 | W TOWN ST | 43223-1379 | Not Required by DOW | 423832 | WATTS | 909QT | RP | 1.000 | 55115 | IN THE SWIMMING POOL LAUNDRY ROOM
1481 | W TOWN ST | 43223-1379 | Not Required by DOW | 47939 | WATTS | 919QT | RP | 1.000 | 55116 | IN THE SWIMMING POOL LAUNDRY ROOM
1481 | W TOWN ST | 43223-1379 | Active | UJ-1607 | WATTS | 957 | RP | 6.000 | 3624636 | HOTBOX NEAR TOWN AND CENTRAL
717 | W TOWN ST UNIT A | 43222-1510 | Due Install |  |  |  | RP | 1.500 | 3547283
115 | W VINE ST | 43215-2307 | Active | 68589 | WATTS | 919QT | RP | 1.000 | 3551352 | IN BASEMENT AFTER WATER METER
115 | W VINE ST | 43215-2307 | Not Required by DOW | 44394 | WATTS | LF007QT | DC | 0.500 | 3638763 | UNDER HANGING UNIT IN OLD GARAGE AREA
165 | W VINE ST | 43215-2307 | Removed | 109336REM | AMES | 2000SS | DC | 4.000 | 55720 | *****REMOVED*****IN MECH RISER ROOM
165 | W VINE ST | 43215-2307 | Removed | 142518REM | WATTS | 009M2QT | RP | 2.000 | 55721 | *****REMOVED*****WATER METER MECH ROOM
500 | W WALNUT ST | 43215-4018 | Active | 455506 | watts | LF009M3QT | RP | 0.750 | 3632860 | BASEMENT
503 | W WALNUT ST | 43215-4017 | Active | 4767175 | WILKINS | 975XL2 | RP | 0.750 | 3629427 | IN BASEMENT AT WATER METER
61 | W WEISHEIMER RD | 43214-2544 | Active | H312659 | FEBCO | 765 | PVB | 0.750 | 87726 | LEFT SIDE OF HOUSE
69 | W WEISHEIMER RD | 43214-2544 | Active | H491385 | FEBCO | 765 | PVB | 0.750 | 95714 | RIGHT SIDE OF HOUSE
74 | W WEISHEIMER RD | 43214-2545 | Active | HF85784 | FEBCO | 765 | PVB | 0.750 | 3556195 | LEFT FRONT
80 | W WEISHEIMER RD | 43214-2545 | Active | G217262 | WILKINS | 720A | PVB | 0.750 | 95851 | LEFT BACK OF HOUSE
11 | W WEISHEIMER RD | 43214-2532 | Active | ABA19714 | WILKINS | 975XL | RP | 0.750 | 3556200 | LEFT REAR SIDE OF HOUSE
127 | W WEISHEIMER RD | 43214-2532 | Active | CB655338 | WILKINS | 720A | PVB | 0.750 | 3556203 | OUTSIDE EAST WALL
211 | W WEISHEIMER RD | 43214-2534 | Active | 779292 | WILKINS | 720A | PVB | 1.000 | 57321 | SIDE OF HOUSE
231 | W WEISHEIMER RD | 43214-2546 | Active | H339910 | FEBCO | 765 | PVB | 0.750 | 88991 | FRONT OF HOUSE
286 | W WEISHEIMER RD | 43214-2547 | Active | T211126 | WILKINS | 720 | PVB | 0.750 | 3556229 | LEFT SIDE OF HOUSE
93 | W WEISHEIMER RD UNIT A | 43214-2544 | Active | 1327504 | WILKINS | 975XLBMS | RP | 2.000 | 74661 | BASEMENT NORTH END
93 | W WEISHEIMER RD UNIT A | 43214-2544 | Replaced | G098652REP | WILKINS | 720A | PVB | 0.750 | 74662 | REPLACED- INSIDE NORTH FENCED AREA
93 | W WEISHEIMER RD UNIT A | 43214-2544 | Not Required by DOW | T199580 | WILKINS | 720A | PVB | 0.750 | 3610236 | INSIDE NORTH FENCED AREA
15 | W WHITTIER ST | 43206 | Inactive | AB06652 | WILKINS | 975XL2 | RP | 1.000 | 3623243 | HOT BOX
400 | W WHITTIER ST | 43215-5036 | Removed | 1043407REM | WILKINS | 975 | RP | 1.000 | 62571 | REMOVED-REAR STORAGE ROOM
400 | W WHITTIER ST | 43215-5036 | Active | 31739 | WATTS | 919AQT | RP | 0.750 | 62572 | MECHANICAL ROOM 022
400 | W WHITTIER ST | 43215-5036 | Due Install |  |  |  | RP | 2.000 | 3659483 | BATHROOM WALL
440 | W WHITTIER ST | 43215-5036 | Inactive | 1203460702 | AMES | 3000CIV | DCDA | 6.000 | 63910 | AT SPRINKLER RISER WEST END
440 | W WHITTIER ST | 43215-5036 | Inactive | 53922 | WATTS | 007M1QT | DC | 0.750 | 63911 | AT SPRINKLER RISER WEST END OF WAREHOUSE
505 | W WHITTIER ST | 43215-7244 | Active | 18158 | WATTS | 007M1PCQT | DC | 0.750 | 97979 | IN MTR PIT AT BEGINNING DRIVEWAY TO GRANGE AUD CENTER
505 | W WHITTIER ST | 43215-7244 | Active | 12576 | WATTS | 774DCDA | DCDA | 8.000 | 98447 | IN MTR PIT AT BEGINNING OF DRVWAY TO GRANGE AUD CENTER
505 | W WHITTIER ST | 43215-7244 | Active | 448117 | WATTS | 909HWM1QT | RP | 2.000 | 98462 | AT PIT IN HOT BOX AT BEGINING OF DRVWAY
505 | W WHITTIER ST | 43215-7244 | Not Required by DOW | 22286 | WATTS | 919QT | RP | 1.000 | 98463 | MECH ROOM N SIDE OF BUILDING 10' ABOVE PUMPS
66 | W WHITTIER ST UNIT A | 43206-2538 | In Review | [5 empty] | 3561958
50 | W WILSON BRIDGE RD | 43085-2293 | Active | T300274 | WILKINS | 720A | PVB | 1.000 | 88471 | LEFT OF FRONT DOOR
50 | W WILSON BRIDGE RD | 43085-2293 | Due Install |  |  |  | RP | 2.000 | 3636542
54 | W WILSON BRIDGE RD | 43085-2293 | Not Required by DOW | 5145 | FEBCO | 765 | PVB | 1.000 | 66784 | EAST RIGHT CENTER BY GAS & A/C UNIT
54 | W WILSON BRIDGE RD | 43085-2293 | Active | 76934 | WATTS | LF919QT | RP | 1.000 | 3636046 | HOT BOX SOUTH EAST CORNER OF PROPERTY BY WILSON BRIDGE
80 | W WILSON BRIDGE RD | 43085- | Active | 4232977 | WILKINS | 975XL2 | RP | 1.500 | 95199 | Main Entrance - Wilson Road, Left Side (in Pine Trees / Mulch / Stone Wall area)
12 | W WILSON BRIDGE RD | 43085 | Active | YE-2058 | WATTS | 957RP | RP | 4.000 | 3658106 | OSD SOUTH SIDE OF BUILDING
121 | W WILSON BRIDGE RD | 43085 | Active | YE-0903 | COLT | 300-GV | DCDA | 8.000 | 3658107 | OSD SOUTH SIDE OF BLDG
121 | W WILSON BRIDGE RD | 43085 | Active | 77815 | AMES | 2000BM3 | DC | 0.750 | 3658108 | OSD SOUTH SIDE OG BLDG
121 | W WILSON BRIDGE RD | 43085 | LPS - Active |  |  |  | LPC |  | 3658109 | DOMESTIC PUMP -
121 | W WILSON BRIDGE RD | 43085 | LPS - Active |  |  |  | LST |  | 3658110 | FIRE PUMP -
140 | W WILSON BRIDGE RD | 43085-2226 | Active | 3595408 | WILKINS | 975XL | RP | 1.500 | 101238 | EAST END MECHANICAL ROOM BEHIND MATERIAL
150 | W WILSON BRIDGE RD | 43085-2226 | Active | 87153 | WATTS | LF919QT | RP | 0.750 | 100940 | IN BASEMENT
300 | W WILSON BRIDGE RD | 43085-2271 | Not Required by DOW | 61143 | WATTS | 009M1QT | RP | 2.000 | 59757 | IRRIGATION ROOM S/W CORNER
300 | W WILSON BRIDGE RD | 43085-2271 | Active | UI-0792 | WATTS | 957 | RP | 3.000 | 3626610 | IRRIGATION ROOM AT WATER METER IN GARAGE
300 | W WILSON BRIDGE RD | 43085-2271 | Active | 32876-B | WILKINS | 350ADA | DCDA | 8.000 | 3626611 | PUMP ROOM
300 | W WILSON BRIDGE RD | 43085-2271 | LPS - Active |  |  |  | LST |  | 3626613 | FIRE PUMP - PARKING GARAGE/PUMP ROOM
300 | W WILSON BRIDGE RD | 43085-2271 | Active | HC70058 | WILKINS | 950XLD | DC | 0.750 | 3655156 | PUMP ROOM
350 | W WILSON BRIDGE RD | 43085-2217 | Removed | 00318REM | WATTS | 995QT | RP | 0.750 | 60895 | ABOVE WATER METERS IN SERVICE AREA (BASEMENT) REMOVED
350 | W WILSON BRIDGE RD | 43085-2217 | Active | QF1912 | WATTS | 957QT | RP | 3.000 | 3619936 | BASEMENT AT WATER METER
350 | W WILSON BRIDGE RD | 43085-2217 | Active | 01956 | AMES | LF2000BM3 | DC | 0.750 | 3621305 | RISER ROOM
350 | W WILSON BRIDGE RD | 43085-2217 | Active | QC-2520 | AMES | COLT 300GV | DCDA | 4.000 | 3621306 | RISER ROOM
350 | W WILSON BRIDGE RD | 43085-2217 | Not Required by DOW | 123960 | WATTS | LF009M2QT | RP | 1.000 | 3628151 | WEST MECHANICAL ROOM
400 | W WILSON BRIDGE RD | 43085-2259 | Active | 53217 | WATTS | 009QT | RP | 1.500 | 62573 | BOILER ROOM
400 | W WILSON BRIDGE RD | 43085-2259 | Active | 330530 | WATTS | LF009M3QT | RP | 0.750 | 62574 | BASEMENT
400 | W WILSON BRIDGE RD | 43085-2259 | Active | 46357 | WILKINS | 375AST | RP | 4.000 | 3630314 | BASEMENT
450 | W WILSON BRIDGE RD | 43085-2237 | Not Required by DOW | 1074103 | WILKINS | 975XL | RP | 0.750 | 64213 | BASEMENT
450 | W WILSON BRIDGE RD | 43085-2237 | Active | 46353C | WILKINS | 375AST | RP | 3.000 | 3629963
500 | W WILSON BRIDGE RD | 43085-2238 | Active | 152662 | WATTS | LF009M3QT | RP | 0.750 | 65653 | BASEMENT
500 | W WILSON BRIDGE RD | 43085-2238 | Active | 22699 | WATTS | 009M2QT | RP | 1.500 | 65654 | UTILITY ROOM NEXT TO MAIN METER
500 | W WILSON BRIDGE RD | 43085-2238 | Due Install |  |  |  | RP | 3.000 | 3626617
600 | W WILSON BRIDGE RD | 43085- | Active | 3882300 | WILKINS | 975 | RP | 1.000 | 88097 | plumbing chase of restroom -Olentangy Park
827 | WACO LN | 43065-9576 | Active | H530698 | FEBCO | 765 | PVB | 0.750 | 96416 | RIGHT SIDE OF HOUSE BEHIND PRIVACY FENCE
8274 | WACO LN | 43065-9576 | Active | 202017 | WATTS | LF009M3 | RP | 0.750 | 3551945 | BASEMENT
5010 | WADKINS DR | 43123 | Active | T261249 | WILKINS | 720A | PVB | 0.750 | 3621287 | LEFT REAR CORNER BY SUMP DISCHARGE
764 | WAGER ST | 43206 | Active | 252507 | WATTS | 009M3QT | RP | 0.750 | 101105 | FRONT RIGHT IN YARD, IN A WOODEN BOX
784 | WAGGONER GROVE BLVD | 43004- | Active | 1220860802 | AMES | 3000SS | DCDA | 6.000 | 72911 | IN PIT
7847 | WAGGONER GROVE BLVD | 43004- | Active | 54444 | WATTS | 007QT | DC | 0.750 | 72912 | IN PIT
7847 | WAGGONER GROVE BLVD | 43004- | Due Install |  |  |  | RP | 3.000 | 3659346 | IN PIT
65 | WAGGONER RD | 43004-9536 | Active | 109651 | WATTS | 009M3QT | RP | 0.750 | 70046 | MECH ROOM NE CORNER OF BUILDING
89 | WAGGONER RD | 43004- | Active | L20314 | WILKINS | 975 | RP | 3.000 | 74391 | NE CORNER OF BUILDING
89 | WAGGONER RD | 43004- | Active | 180227 | WATTS | 009QT | RP | 0.750 | 74392 | The NE corner of the building.
86 | WAGGONER RD | 43068- | Due Install |  |  |  | RP | 4.000 | 3552114
860 | WAGGONER RD | 43068- | Due Install |  |  |  | DCDA | 6.000 | 3651078
930 | WAGGONER RD | 43068 | Active | 21587 | WATTS | LF919QT | RP | 1.500 | 3621158 | MECHANICAL AREA
100 | WAGGONER RD | 43004-9706 | Active | 339508 | WILKINS | 975XLBMS | RP | 2.000 | 95331 | NE CORNER
8054 | WAGGONER TRACE DR | 43004-7093 | Active | A072905 | WILKINS | 720A | PVB | 0.750 | 102652 | RIGHT SIDE OF HOUSE
961 | wagner st |  | Active | 5004634 | WILKINS | 975XL2 | RP | 2.000 | 3428902 | HOT BOX 962 GILBERT
145 | WAKEFIELD E CT | 43209- | Active | 2862074 | WILKINS | 975XLBMS | RP | 0.750 | 94876 | BASEMENT AT METER
1399 | WAKEFIELD W CT | 43209- | Active | 4376629 | WILKINS | 975XL | RP | 0.750 | 3552253
6680 | WALBRIDGE ST | 43229-1524 | Active | 624840 | WATTS | 800QT | PVB | 1.000 | 91025 | BACK BY AC
873 | WALCUTT AVE | 43219-2668 | Inactive | 74229 | WATTS | 909QT | RP | 0.750 | 74229 | BOILER ROOM - Shepard Cntr
873 | WALCUTT AVE | 43219-2668 | Active | ACE5941 | WILKINS | 975 | RP | 1.500 | 3650573 | AT WATER METER IN BASEMENT N SIDE
515 | WALCUTT CT | 43228-9641 | Active | 06284 | AMES | 4000B | RP | 0.750 | 66144 | SW CORNER OF THE PLANT
5150 | WALCUTT CT | 43228-9641 | Active | 102633 | AMES | 5000 | RPDA | 6.000 | 66145 | SW CORNER OF THE PLANT
5252 | WALCUTT CT | 43228- | Not Required by DOW | 10912 | WATTS | 009QT | RP | 1.250 | 66494 | 1ST OVERHEAD DOOR SOUTH SIDE EAST END
5252 | WALCUTT CT | 43228- | Not Required by DOW | 3427248 | WILKINS | 975XL2 | RP | 0.750 | 66495 | NE CORNER OF REPAIR SHOP
5252 | WALCUTT CT | 43228- | Not Required by DOW | 4338000 | WILKINS | 975XL2 | RP | 2.000 | 66496 | SMALL BLDG N OF TRUCK SHOP
5252 | WALCUTT CT | 43228- | Not Required by DOW | 195447 | WILKINS | 975 | RP | 2.000 | 66497 | TRUCK SHOP - MECHANICAL ROOM
5252 | WALCUTT CT | 43228- | Not Required by DOW | 3LN2130 | AMES | 3000SS | DCDA | 6.000 | 66498 | IN PARTS DEPT
5252 | WALCUTT CT | 43228- | Not Required by DOW | 40353 | WATTS | 007M1PCQT | DC | 0.750 | 66499 | SW CORNER BY OVER HEAD DOOR IN PARTS DEPT
5252 | WALCUTT CT | 43228- | Not Required by DOW | 502335 | WILKINS | 720A | PVB | 1.250 | 66500 | FRONT OF BUILDING OUTSIDE
5252 | WALCUTT CT | 43228- | Not Required by DOW | 95127 | FEBCO | 765 | PVB | 1.500 | 66501 | PLANT AREA OUTSIDE OF OFFICE
5252 | WALCUTT CT | 43228- | Not Required by DOW | B06735 | WILKINS | 975 | RP | 3.000 | 66502 | DOMESTIC WATER HEAVY EQUIPMENT BUILDING
5252 | WALCUTT CT | 43228- | Active | SI-0105 | AMES | COLT400 | RP | 6.000 | 3633383 | HOTBOX BY ENTRANCE
5252 | WALCUTT CT | 43228- | Not Required by DOW | 018920 | WATTS | LF909M1QTRP | RP | 2.000 | 3639492 | MECH ROM SE CORNER UPPER BACKFLOW WASH BAY
5252 | WALCUTT CT | 43228- | Not Required by DOW | 020667 | WATTS | LF909M1QTRP | RP | 2.000 | 3639493 | MECH ROM SE CORNER BOTTOM BACKFLOW WASH BAY
1250 | WALCUTT RD | 43228-9349 | Active | WG-0527 | AMES | COLT 300-GV | DCDA | 6.000 | 3627944 | At Riser
1250 | WALCUTT RD | 43228-9349 | Active | 70152 | AMES | 2000BM3 | DC | 0.750 | 3627945 | At Riser
1250 | WALCUTT RD | 43228-9349 | Active | ACJ6075 | WILKINS | 975XL2 | RP | 1.500 | 3629344 | By service desk
1260 | WALCUTT RD | 43228- | Active | 143772 | WILKINS | 975XLBMS | RP | 1.500 | 54451 | OUTSIDE BODY SHOP OFFICE
1351 | WALCUTT RD | 43228-9348 | Active | 4134922 | Wilkins | 975XL | RP | 0.750 | 54781 | FRONT N.E. CORNER OF BUILDING (Meter Room in front office)
1545 | WALCUTT RD | 43228-9574 | Active | 178256 | WATTS | 009M2QT | RP | 1.000 | 3640801 | WEST WALL OF GARAGE AT METER
1600 | WALCUTT RD | 43228-9394 | Not Required by DOW | 4334575 | WILKINS | 975XL | RP | 1.500 | 55555 | BACK BLDG TANKER FILL STATION
1600 | WALCUTT RD | 43228-9394 | Active | 17207G | WILKINS | 375ASTR | RP | 3.000 | 55556 | SOUTH SIDE PARTS ROOM AT METER SET
1600 | WALCUTT RD | 43228-9394 | Not Required by DOW | 6965 | WATTS | 800QT | PVB | 1.500 | 55557 | S. AT WATER METER
1600 | WALCUTT RD | 43228-9394 | Active | AG-1600 | XX | XX | AG | 1.500 | 3633778 | NORTH TANK
1600 | WALCUTT RD | 43228-9394 | Active | AG-1600B | XX | XX | AG | 1.500 | 3659469 | SOUTH TANK
1686 | WALCUTT RD | 43228- | Inactive | B075375 | WILKINS | 375XL | RP | 0.750 | 3622472 | AT FIELD TRAILER
1740 | WALCUTT RD | 43228 | Active | 013412 | WATTS | 009M2QT | RP | 2.000 | 3604422 | IN GARAGE AREA BY STEPS
1756 | WALCUTT RD | 43228 | Active | 153050 | WATTS | 009M2PCQT | RP | 1.500 | 3653574 | SW CORNER OF PROPERTY 75FT E/E WALCUTT
1756 | WALCUTT RD | 43228 | Active | WC-2005 | AMES | COLT500-GV | RPDA | 6.000 | 3653575 | SW CORNER OF PROPERTY 75FT E/E WALCUTT
1756 | WALCUTT RD | 43228 | Active | 93227 | WATTS | LF919QT | RP | 0.750 | 3653576 | SW CORNER OF PROPERTY 75FT E/E WALCUTT
1800 | WALCUTT RD | 43228-9395 | Active | 25123 | WATTS | LF919QT | RP | 1.500 | 3552366 | Mechanical Room with water heater and mop sink
1800 | WALCUTT RD | 43228-9395 | Active | TH-0455 | WATTS | 757 | DC | 6.000 | 3625145 | MECH. ROOM SE CORNER OF BLDG.
1800 | WALCUTT RD | 43228-9395 | Active | 222437 | WATTS | 007M3-FP | DC | 0.750 | 3640757 | MECH ROOM SE CORNER OF BLDG
1842 | WALCUTT RD | 43228 | Active | 130239 | WATTS | LF009M2QT | RP | 2.000 | 3638321 | IN HOTBOX AT SW ENTRANCE
1842 | WALCUTT RD | 43228 | Not Required by DOW | J045683 | FEBCO | 825Y | RP | 2.000 | 3639521 | FIRE RISER ROOM SOUTH ELEVATION
1842 | WALCUTT RD | 43228 | Active | SK-1565 | WATTS | 957 | RPDA | 8.000 | 3639691 | IN HOT BOX SOUTHWEST CORNER OF PROPERTY BY DRIVEWAY
1842 | WALCUTT RD | 43228 | Active | 77747 | WATTS | 919 | RP | 0.750 | 3639692 | FIRE RISER ROOM SOUTH ELEVATION
1842 | WALCUTT RD | 43228 | LPS - Active |  |  |  | LST |  | 3639693 | FIRE PUMP - FIRE RISER ROOM SOUTH ELEVATION
2001 | WALCUTT RD | 43228-9575 | Not Required by DOW |  |  |  | RP | 0.750 | 3552368 | N UNIT IN TRAILER IN BATHROOM UNDER SINK
2001 | WALCUTT RD | 43228-9575 | Active | 196753 | WATTS | LF009M2QT | RP | 2.000 | 3654523 | MAIN BUILDING OUSIDE DOOR MARKED WATER
2121 | WALCUTT RD | 43228-9575 | Not Required by DOW | 34952 | WATTS | 007QT | DC | 0.750 | 57376 | S/E CORNER OF WAREHOUSE
2121 | WALCUTT RD | 43228-9575 | Not Required by DOW | 3KM1610 | AMES | 3000SS | DCDA | 6.000 | 57377 | SE CORNER OF WAREHOUSE.
2121 | WALCUTT RD | 43228-9575 | Active | 585862 | WILKINS | 975XL | RP | 1.500 | 57378 | REAR OF BUILDING
2121 | WALCUTT RD | 43228-9575 | Active | XH-1233 | AMES | COLT 300-GV | DCDA | 6.000 | 3659471 | IN HOTBOX AT SOUTH DRIVE
2121 | WALCUTT RD | 43228-9575 | Active | 71392 | AMES | 200BM3 | DC | 0.750 | 3659472 | IN HOTBOX AT SOUTH DRIVE
2285 | WALCUTT RD | 43228-9575 | Active | 2799237 | WILKINS | 975XL | RP | 1.500 | 95852 | SPRINKLER RISER RM SOUTH EAST CORNER OF BLDG
2285 | WALCUTT RD | 43228-9575 | Active | 1614781107 | AMES | 3000SS | DCDA | 8.000 | 95853 | SE CORNER OF BLDG
2285 | WALCUTT RD | 43228-9575 | Active | 57831 | AMES | 2000B | DC | 0.750 | 95854 | SE CORNER OF BLDG
2285 | WALCUTT RD | 43228-9575 | Safe storage | [5 empty] | 3625040
2436 | WALCUTT RD | 43228-9618 | Active | 3176470 | WILKINS | 975XL | RP | 0.750 | 97997 | WOMENS RESTROOM/ END STALL IN CABINET
2466 | WALCUTT RD | 43228 | Active | ZC-1048 | AMES | COLT 400 | RP | 3.000 | 3649814 | HOTBOX AFTER METER PIT ON WALCUTT N OF CLUBHOUSE
2466 | WALCUTT RD | 43228 | Active | UL-1903 | AMES | COLT 500-GV | RPDA | 8.000 | 3649815 | HOTBOX ON WALCUTT N OF CLUBHOUSE
2466 | WALCUTT RD | 43228 | Active | 88638 | WATTS | LF919QT | RP | 0.750 | 3649816 | HOTBOX 3/4" FIRE SIDE CAR
2466 | WALCUTT RD | 43228 | LPS - Active |  |  |  | LPC |  | 3649817 | DOMESTIC PUMP - IN MAINT GARAGE
2466 | WALCUTT RD | 43228 | Not Required by DOW | J045221 | FEBCO | 825YA | RP | 2.000 | 3650540 | BOOSTER PUMP GARAGE/ROOM E END OF GARAGES
2481 | WALCUTT RD | 43026- | Active | 47539C | WILKINS | 375AST | RP | 3.000 | 3552372
2481 | WALCUTT RD | 43026- | Active | 36965B | WILKINS | 350ASTDA | DCDA | 6.000 | 3649924 | METER VAULT
2481 | WALCUTT RD | 43026- | Active | HC76898 | WILKINS | 950XLD | DC | 0.750 | 3657156 | METER VAULT
2567 | WALCUTT RD | 43026-9631 | Removed | 21355REM | WATTS | 800QT | PVB | 1.000 | 58648 | REMOVED-STORAGE AREA REAR OF STORE
2567 | WALCUTT RD | 43026-9631 | Active | 17875 | WATTS | 919AQT | RP | 1.500 | 3604293 | UTILITY ROOM
2581 | WALCUTT RD | 43026 | Active | SB-1960 | WATTS | 957 | RP | 3.000 | 3635229 | METER ROOM NE CORNER OF PROPERTY
2581 | WALCUTT RD | 43026 | Active | RL-0429 | WATTS | 957 | RPDA | 6.000 | 3635230 | METER ROOM NE CORNER OF PROPERTY
2581 | WALCUTT RD | 43026 | Active | 72554 | WATTS | 919QT | RP | 0.750 | 3635231 | METER ROOM NE CORNER OF PROPERTY FIRE SIDE CAR
2581 | WALCUTT RD | 43026 | LPS - Active |  |  |  | LPC |  | 3655181 | DOMESTIC PUMP - NE GARAGE
2612 | WALCUTT RD | 43026-9209 | Active | 1364900904 | AMES | 3000SS | DCDA | 6.000 | 58764 | FRONT OF BUILDING
2612 | WALCUTT RD | 43026-9209 | Active | 62831 | WATTS | 007M1QT | DC | 0.750 | 58765 | FRONT OF BUILDING
2612 | WALCUTT RD | 43026-9209 | Active | 105021 | WATTS | 009QT | RP | 1.500 | 58766 | NEXT TO WATER METER
2786 | WALCUTT RD | 43026-9209 | Active | 61079 | WATTS | 919QT | RP | 0.750 | 59284 | WESTWALL OF WAREHOUSE
3042 | WALCUTT RD | 43026- | Replaced | A34970REP | WATTS | 009M2PCQT | RP | 1.000 | 59865 | USE 06/06/2016 CAG. REPLACED- AT METER PIT BY ROAD
3042 | WALCUTT RD | 43026- | Active | ABG8359 | WILKINS | 975XL | RP | 1.000 | 3611940 | AT METER PIT BY ROAD ACCROSS FROM 3022 DUSTIN'S WAY
3278 | WALCUTT RD | 43026 | Active | 093588 | Watts | LF009M2QT | RP | 1.500 | 3650741 | SOUTHEAST CORNER OF ROUNDABOUT
1819 | WALCUTT RD UNIT A | 43228-9149 | Due Install |  |  |  | RP | 2.000 | 3552367 | TWO MEN VAULT EAST OF BUILDING.
1819 | WALCUTT RD UNIT A | 43228-9149 | Due Install |  |  |  | DCDA | 8.000 | 3651064
1943 | WALDECK AVE | 43201-1515 | Active | 28945 | AMES | 2000B | DC | 2.000 | 100308 | BASEMENT MECHANICAL ROOM
1943 | WALDECK AVE | 43201-1515 | Active | 01365 | AMES | 4000B | RP | 2.000 | 100309 | BASEMENT MECHANICAL ROOM
1970 | WALDECK AVE | 43201-1518 | Not Required by DOW | W115855 | WILKINS | 975 | RP | 0.750 | 56799 | BOILER Room Near Ceiling
1970 | WALDECK AVE | 43201-1518 | Not Required by DOW | B12671 | WATTS | 009QT | RP | 0.750 | 96992 | BOILER ROOM CEILING
1970 | WALDECK AVE | 43201-1518 | Active | AMA05250 | WILKINS | 975XL3 | RP | 1.500 | 3630024 | BSMNT AT WATER METER
6431 | WALDEN CIR | 43016 | Active | G176695 | WILKINS | 720A | PVB | 0.750 | 92314 | LEFT FRONT
6432 | WALDEN CIR | 43016-8519 | Active | H004296 | FEBCO | 765 | PVB | 0.750 | 88642 | RIGHT FRONT
6440 | WALDEN CIR | 43016-8519 | Active | H262293 | FEBCO | 765 | PVB | 0.750 | 87887 | RH SIDE OF HOUSE BY GAS METER
6447 | WALDEN CIR | 43016 | Active | CAA46756 | WILKINS | 720 | PVB | 0.750 | 3586748
6456 | WALDEN CIR | 43016-8519 | Active | t258034 | WILKINS | 720A | PVB | 0.750 | 69960 | RIGHT FRONT
6463 | WALDEN CIR | 43016 | Active | H256917 | FEBCO | 765 | PVB | 0.750 | 88351 | RIGHT SIDE OF HOUSE
6488 | WALDEN CIR | 43016 | Active | G208652 | WILKINS | 720A | PVB | 0.750 | 92735 | LEFT SIDE
6510 | WALDEN CT | 43016 | Replaced | REP779486 | WILKINS | 720 | PVB | 0.750 | 70149 | REPLACED- R SIDE OF HOUSE
6510 | WALDEN CT | 43016 | Active | T458763 | WILKINS | 720A | PVB | 0.750 | 3611288 | RIGHT SIDE OF HOUSE
6517 | WALDEN CT | 43016-8693 | Removed | G215477REM | WILKINS | 720A | PVB | 0.750 | 70157 | **REMOVED**LEFT FRONT
6517 | WALDEN CT | 43016-8693 | Active | HC07029 | FEBCO | 765 | PVB | 0.750 | 3648243 | LEFT CENTER
6518 | WALDEN CT | 43016 | Active | T134342 | WILKINS | 720A | PVB | 0.750 | 70161 | RH SIDE
1860 | WALDEN DR | 43229-3627 | Removed | W096808REM | WILKINS | 975 | RP | 0.750 | 56435 | BOILER ROOM
1860 | WALDEN DR | 43229-3627 | Due Install |  |  |  | RP |  | 3633340 | BOILER ROOM
1898 | WALDEN DR | 43229-3627 | Active | DD8329 | FEBCO | 765 | PVB | 1.000 | 94877 | LEFT SIDE OF HOUSE
3655 | WALDO PL | 43220-2215 | Active | T436085 | WILKINS | 720A | PVB | 0.750 | 3655417 | LEFT CENTER.... LEFT OF GARAGE DOOR
3675 | WALDO PL | 43220-2215 | Active | 455211 | WATTS | LF009M3 | RP | 0.750 | 3657544 | BASEMENT AT WATER METER
3695 | WALDO PL | 43220-2215 | Active | T472538 | WATTS | 720A | PVB | 0.750 | 61484 | REAR OF HOUSE
3700 | WALDO PL | 43220-2216 | Active | 3657171 | WILKINS | 975XL | RP | 0.750 | 101638 | NEXT TO WATER METER
3715 | WALDO PL | 43220-2215 | Active | t146662 | WILKINS | 720A | PVB | 0.750 | 89186 | LEFT SIDE
3720 | WALDO PL | 43220-2216 | Replaced | T065364REP | WILKINS | 720A | PVB | 1.000 | 100355 | REPLACED- BACK CENTER
3720 | WALDO PL | 43220-2216 | Active | T236488 | WILKINS | 720A | PVB | 1.000 | 3609356 | BACK CENTER, REAR BY DECK
3765 | WALDO PL | 43220-2215 | Active | 119496 | WATTS | 800QT | PVB | 0.750 | 61698 | LEFT SIDE OF HOUSE
3785 | WALDO PL | 43220-2215 | Replaced | 06372REP | FEBCO | 765 | PVB | 1.000 | 101639 | REPLACED- CENTER AT REAR OF HOUSE
3785 | WALDO PL | 43220-2215 | Active | T252214 | WILKINS | 720A | PVB | 1.000 | 3613218 | CENTER AT REAR OF HOUSE
3825 | WALDO PL | 43220-2254 | Active | T376328 | WILKINS | 720A | PVB | 0.750 | 3552436 | FRONT LEFT
3835 | WALDO PL | 43220 | Active | T231565 | WILKINS | 720 | PVB | 0.750 | 3609656 | LEFT SIDE
764 | WALDRON ST | 43215 | Active | RD-1764 | AMES | COLT 400 | RP | 4.000 | 3624826 | METER ROOM BY PARKING GARAGE
764 | WALDRON ST | 43215 | Active | 68715 | WATTS | 919QT | RP | 0.750 | 3624827 | METER ROOM
764 | WALDRON ST | 43215 | Active | RD-2987 | AMES | COLT 500-GV | RPDA | 8.000 | 3624828 | METER ROOM
764 | WALDRON ST | 43215 | Not Required by DOW | 31505 | WATTS | 919QT | RP | 2.000 | 3624992 | 732 CIVITAS AVE, POOL EQUIPMENT, POOL MECHANICAL ROOM
764 | WALDRON ST | 43215 | Not Required by DOW | 409787 | WILKINS | 720A | PVB | 1.500 | 3625137 | 762 WALDRON ST, MECHANICAL ROOM
773 | WALDRON ST | 43215 | Active | 62203 | WATTS | 919 | RP | 1.000 | 3630019 | AFTER DOMESTIC WATER METER
773 | WALDRON ST | 43215 | Not Required by DOW | T293409 | WILKINS | 720A | PVB | 0.750 | 3630146 | CLUBHOUSE WEST COURTYARD EXIT IN CORNER
443 | WALFORD AVE | 43224-1453 | Active | 95856 | WATTS | 009M2QT | RP | 0.750 | 63992 | STOCK ROOM, UNDER 3-COMP. SINK AT AMERISTOP
4370 | WALFORD ST | 43224-1580 | Removed | REM353227 | WATTS | 909QT | RP | 0.750 | 57349 | ***REMOVED***BASEMENT - BOILER ROOM APT BLDG
288 | WALHALLA RD | 43202-1443 | Active | CB026883 | WILKINS | 720A | PVB | 0.750 | 103165 | FRONT RIGHT
446 | WALHALLA RD | 43202-1459 | Active | 788973 | WILKINS | 720A | PVB | 0.750 | 64079 | RIGHT SIDE OF HOUSE
229 | WALHAVEN CT | 43220-4762 | Active | 638200 | WILKINS | 720A | PVB | 0.750 | 57870 | WEST OF FRONT DOOR IN CORNER
3828 | WALHAVEN RD | 43220-4766 | Replaced | 174509REP | WILKINS | 720A | PVB | 1.000 | 94879 | REPLACED- FRONT OF HOUSE
3828 | WALHAVEN RD | 43220-4766 | Active | T659260 | WILKINS | 720A | PVB | 0.750 | 3609932 | FRONT OF HOUSE
3828 | WALHAVEN RD | 43220-4766 | Removed | 375297REM | WILKINS | 720A | PVB | 1.000 | 3609933 | BACK OF HOUSE REMOVED
2494 | WALKER RD | 43026-8309 | Active | 122385 | WATTS | 909QTFDA | RP | 2.500 | 92731 | SE MECH/BOILER ROOM AT WATER METER
2494 | WALKER RD | 43026-8309 | Active | 110480 | WATTS | 774DCDA | DCDA | 6.000 | 92777 | IN HOT BOX AT SE ENTRANCE
2494 | WALKER RD | 43026-8309 | Replaced | 06950REP | WATTS | 007M1QT | DC | 0.750 | 92778 | REPLACED- SE CORNER OF PROPERTY
2494 | WALKER RD | 43026-8309 | Active | 18726 | FEBCO | 850 | DC | 0.750 | 3611812 | IN HOT BOX AT SE ENTRANCE
2494 | WALKER RD | 43026-8309 | Not Required by DOW | 617710 | WATTS | 909 | RP | 0.750 | 3633223 | MECHANICAL ROOM
2494 | WALKER RD | 43026-8309 | LPS - Active |  |  |  | LPC |  | 3639694 | DOMESTIC PUMP - SE MECH/BOILER ROOM
2800 | WALKER RD | 43026-8313 | Active | 57752 | AMES | 2000B | DC | 0.750 | 98197 | FIRE LINE/METER
2800 | WALKER RD | 43026-8313 | Active | 161566 | AMES | 3000SS | DCDA | 8.000 | 98481 | MECH ROOM
2800 | WALKER RD | 43026-8313 | Not Required by DOW | 2453824 | WILKINS | 375 | RP | 2.500 | 98489 | BOILER MAKE-UP
2800 | WALKER RD | 43026-8313 | Active | X09060 | WILKINS | 375A | RP | 4.000 | 98490 | MECH ROOM
2800 | WALKER RD | 43026-8313 | LPS - Active |  |  |  | LST |  | 3655132 | MECH ROOM
2800 | WALKER RD | 43026-8313 | LPS - Active |  |  |  | LST |  | 3659600 | DOMESTIC PUMP - MECH ROOM
2900 | WALKER RD | 43026 | Active | RC-0857 | AMES | COLT 500-GV | RPDA | 8.000 | 3622613 | NW PROPERTY IN H/BOX
2900 | WALKER RD | 43026 | Active | RC-1590 | AMES | COLT 400 | RP | 4.000 | 3622614 | NW PROPERTY IN H/BOX
2900 | WALKER RD | 43026 | Active | 64631 | WATTS | 919QT | RP | 0.750 | 3622615 | NW PROPERTY IN H/BOX
2900 | WALKER RD | 43026 | LPS - Active |  |  |  | LPC |  | 3632505 | DOMESTIC PUMP - IN BOILER ROOM
2900 | WALKER RD | 43026 | LPS - Active |  |  |  | LST |  | 3632506 | FIRE BOOSTER PUMP - IN BOILER/PUMP ROOM
2998 | WALKERVIEW DR | 43026-6923 | Active | HG90418 | FEBCO | 765 | PVB | 0.750 | 91767 | RIGHT SIDE OF HOUSE
2999 | WALKERVIEW DR | 43026-6918 | Active | CAA25749 | WILKINS | 720A | PVB | 1.000 | 87863 | RIGHT SIDE FRONT
3006 | WALKERVIEW DR | 43026-6920 | Active | 564811 | WATTS | 800M4QT | PVB | 1.000 | 59792 | LEFT SIDE OF HOUSE
3007 | WALKERVIEW DR | 43026-6919 | Active | H597890 | FEBCO | 765 | PVB | 0.750 | 99073 | LEFT SIDE
3022 | WALKERVIEW DR | 43026-6920 | Active | EAF4509 | WILKINS | 720A | PVB | 0.750 | 3594878 | RIGHT FRONT
3023 | WALKERVIEW DR | 43026-6919 | Active | G176663 | WILKINS | 720A | PVB | 0.750 | 94658 | LEFT SIDE OF HOUSE
3071 | WALKERVIEW DR | 43026-6919 | Active | CB537455 | WILKINS | 720A | PVB | 0.750 | 3593991 | RIGHT SIDE OF HOUSE
3079 | WALKERVIEW DR | 43026-6919 | Active | G215195 | WILKINS | 720A | PVB | 0.750 | 95924 | LEFT SIDE OF HOUSE
3095 | WALKERVIEW DR | 43026-6919 | Active | H430888 | FEBCO | 765 | PVB | 1.000 | 89667 | RIGHT SIDE OF HOUSE
3102 | WALKERVIEW DR | 43026-5015 | Active | T146781 | WILKINS | 720A | PVB | 0.750 | 103382 | LEFT SIDE OF HOUSE
3110 | WALKERVIEW DR | 43026-5015 | Active | T411052 | Wilkins | 720A | PVB | 0.750 | 3594882 | RIGHT SIDE OF HOUSE
3145 | WALKERVIEW DR | 43026-5017 | Active | ead4181 | WILKINS | 720A | PVB | 0.750 | 60051 | LEFT SIDE OF HOME
3169 | WALKERVIEW DR | 43026 | Active | 4313044 | WILKINS | 975XL | RP | 1.000 | 60144 | BASEMENT ABOVE HOLDING TANK
3169 | WALKERVIEW DR | 43026 | Removed | H245015REM | FEBCO | 765 | PVB | 0.750 | 3619842 | REMOVED - LEFT SIDE OF HOUSE
3177 | WALKERVIEW DR | 43026-5017 | Active | 751449 | WILKINS | 720A | PVB | 0.750 | 60155 | SIDE OF HOUSE
3209 | WALKERVIEW DR | 43026-7186 | Active | G215575 | WILKINS | 720A | PVB | 0.750 | 95141 | LEFT SIDE OF HOUSE
3226 | WALKERVIEW DR | 43026-7185 | Active | HG58042 | FEBCO | 765 | PVB | 1.000 | 92304 | RIGHT FRONT
3242 | WALKERVIEW DR | 43026-7185 | Active | T366673 | WILKINS | 720A | PVB | 0.750 | 3591798 | OUTSIDE - Left Front
3266 | WALKERVIEW DR | 43026-7185 | Active | EAG0004 | WILKINS | 720A | PVB | 0.750 | 60337 | LEFT SIDE OF HOME
3273 | WALKERVIEW DR | 43026-7187 | Active | CB867475 | WILKINS | 720A | PVB | 0.750 | 3598105
797 | WALL ST | 43215 | Active | SF1700 | WATTS | 957 | RP | 4.000 | 3633067 | IN BASEMENT MECHANICALROOM AT WATER METER
797 | WALL ST | 43215 | Not Required by DOW | 23263 | WATTS | 919QT | RP | 1.500 | 3633068 | IN BASEMENT MECHANICALROOM
797 | WALL ST | 43215 | Active | 1947960318 | AMES | 3000SS | DCDA | 6.000 | 3633646 | IN BASEMENT MECHANICALROOM
797 | WALL ST | 43215 | Active | 27852 | WATTS | 007M1QT | DC | 0.750 | 3633647 | IN BASEMENT MECHANICALROOM FIRE SIDE CAR
797 | WALL ST | 43215 | LPS - Active |  |  |  | LST |  | 3633704 | IN BASEMENT MECHANICALROOM - FIRE PUMP
797 | WALL ST | 43215 | LPS - Active |  |  |  | LPC |  | 3633705 | DOMESTIC PUMP - IN BASEMENT MECHANICALROOM
797 | WALL ST | 43215 | Not Required by DOW | 151052 | WATTS | 009M2QT | RP | 1.000 | 3644565 | POOL MECH AREA ON ROOF
555 | WALL ST | 43017-3244 | Active | 101114 | AMES | 3001SS | DCDA | 6.000 | 67291 | WEST END BY OVERHEAD DOOR
5555 | WALL ST | 43017-3244 | Active | 1204354 | WILKINS | 975XL | RP | 1.500 | 67292 | INSIDE LEADING DOCK AREA WEST SIDE OF BUILDING
5555 | WALL ST | 43017-3244 | Active | 16941 | AMES | 2000B | DC | 0.750 | 67293 | WEST END BY OVERHEAD DOOR
5555 | WALL ST | 43017-3244 | Not Required by DOW | [5 empty] | 3626634
5815 | WALL ST | 43017-3264 | Removed | 189404REM | WATTS | 009M1QT | RP | 1.250 | 68067 | ***REPLACED** MECH ROOM
5815 | WALL ST | 43017-3264 | Active | 607765 | WILKINS | 720A | PVB | 1.500 | 3609864 | RIGHT OF FRONT DOOR - SW - OUTSIDE- BY RISER ROOM DR
5815 | WALL ST | 43017-3264 | Removed | REM4345 | WATTS | 009 | RP | 0.750 | 3610219 | REMOVED - SW MECH RM - 12' HIGH BY BOILER
5815 | WALL ST | 43017-3264 | Due Install |  |  |  | RP | 3.000 | 3639638 | SW MECH ROOM AT WATER METER ROOM 155
5815 | WALL ST | 43017-3264 | Due Install |  |  |  | DCDA | 6.000 | 3639639 | SW MECH/RISER ROOM ROOM 155
5815 | WALL ST | 43017-3264 | Active | 4871038 | WILKINS | 975XL2 | RP | 1.000 | 3648434 | MECH ROOM 155 12' UP HIGH ABOVE INSIDE DOOR
5850 | WALL ST | 43017- | Not Required by DOW | 171122 | WATTS | 909M1QT | RP | 2.000 | 68133 | WATER METER PUMP ROOM OFF OF LOADING DOCK EAST SIDE OF BLDG
5850 | WALL ST | 43017- | Not Required by DOW | 179426 | WATTS | 909HWQT | RP | 0.750 | 68134 | BOILER ROOM 10FT OFF FLOOR ADDRESS ON BLDG 6000 PERIMETER
5850 | WALL ST | 43017- | Active | L46412 | WILKINS | 375 | RP | 4.000 | 68135 | WATER METER ROOM OFF OF LOADING DOCK EAST SIDE OF BLDG ABOVE METER
5850 | WALL ST | 43017- | Not Required by DOW | 46198 | WILKINS | 975 | RP | 0.750 | 68136 | WATER METER ROOM SOUTH WALL 14 FT HIGH EAST SIDE OF BLDG
5850 | WALL ST | 43017- | Due Install |  |  |  | DCDA | 8.000 | 3635005 | ON FIRE LINE
2954 | WALLCREST BLVD | 43231-8814 | Active | H744610 | FEBCO | 765 | PVB | 0.750 | 3579501 | IN BACKYARD
2991 | WALLCREST BLVD | 43231-4897 | Active | H650210 | FEBCO | 765 | PVB | 0.750 | 101795 | REAR RIGHT
7662 | WALLSEND CT | 43017-8628 | Active | T293695 | WILKINS | 720A | PVB | 0.750 | 72448 | LEFT FRONT
3599 | WALNUT CREEK DR | 43224- | Active | XA-0965 | WATTS | 957 | RP | 6.000 | 3553102 | PIT AT RIGHT OF ENTRANCE
1790 | WALNUT HILL BLVD | 43232-3172 | Active | 510681 | WATTS | 800QT | PVB | 1.000 | 56149 | OUTSIDE, RIGHT OF THE FRONT DOOR
1902 | WALNUT HILL PK DR | 43232-3051 | Removed | REM355740 | WATTS | 800M4FR | PVB | 0.750 | 56576 | NORTH WALL - OUTSIDE
6015 | WALNUT ST | 43081-9620 | Active | 3094658 | WILKINS | 975XLBMS | RP | 2.000 | 97320 | MECH ROOM
6015 | WALNUT ST | 43081-9620 | Active | 165321 | AMES | 3000SS | DCDA | 6.000 | 98064 | MECH RM-FIRE SPRINKLER RISER RM
6015 | WALNUT ST | 43081-9620 | Active | 12403 | WATTS | 007M1QT | DC | 0.750 | 98065 | MECH RM-FIRE SPRINKLER RISER RM
5350 | WALNUT VIEW BLVD | 43230-4208 | [6 empty] | 3657789
5390 | WALNUT VIEW BLVD | 43230-4208 | Not Required by DOW |  |  |  | RP |  | 3641170
5762 | WALTERWAY DR | 43026 | Replaced | 779744REP | WILKINS | 720A | PVB | 0.750 | 94882 | REPLACED- LEFT SIDE OF HOUSE
5762 | WALTERWAY DR | 43026 | Removed | CB084344REM | WILKINS | 720A | PVB | 0.750 | 3609950 | LEFT SIDE OF HOUSE REMOVED
5793 | WALTERWAY DR | 43026-7362 | Active | A072737 | WILKINS | 720A | PVB | 0.750 | 67968 | LEFT SIDE OF HOUSE
5802 | WALTERWAY DR | 43026 | Active | H973512 | FEBCO | 765 | PVB | 0.750 | 68022 | LEFT FRONT
5839 | WALTERWAY DR | 43026 | Active | H096818 | FEBCO | 765 | PVB | 0.750 | 68120 | LEFT HAND SIDE
1746 | WALTHAM RD | 43221-3866 | Active | 06712 | WATTS | 800M4QT | PVB | 0.750 | 94883 | OUTSIDE FRONT RIGHT OF HOME
1810 | WALTHAM RD | 43221-4346 | Active | 33365 | FEBCO | 765 | PVB | 1.000 | 56278 | MIDDLE OF FRONT, TO LEFT OF BAY WINDOW
1975 | WALTHAM RD | 43221-4303 | Active | F137527 | WILKINS | 720A | PVB | 0.750 | 56809 | LEFT REAR SIDE
1999 | WALTHAM RD | 43221-4305 | Active | CB082706 | WILKINS | 720A | PVB | 0.750 | 3553401 | RIGHT SIDE OF HOUSE
2005 | WALTHAM RD | 43221-4305 | Active | CB414137 | WILKINS | 720A | PVB | 1.000 | 3553402 | LEFT SIDE OF HOUSE
2056 | WALTHAM RD | 43221-4146 | Active | 60880 | FEBCO | 765 | PVB | 1.000 | 57129 | FRONT OF HOUSE
2061 | WALTHAM RD | 43221-4145 | Active | F031330 | WILKINS | 720A | PVB | 0.750 | 97808 | left side
2064 | WALTHAM RD | 43221-4146 | Active | HL06272 | FEBCO | 765 | PVB | 1.000 | 94884 | FRONT OF HOUSE RIGHT OF DOOR
2115 | WALTHAM RD | 43221-4147 | Active | CB077117 | WILKINS | 720A | PVB | 0.750 | 94885 | FRONT RIGHT OF DOOR
2170 | WALTHAM RD | 43221-4150 | Active | AC4998 | FEBCO | 765 | PVB | 0.750 | 92830 | EAST SIDE OF HOME BY AC UNIT
2171 | WALTHAM RD | 43221-4149 | Active | ED2487 | FEBCO | 765 | PVB | 1.000 | 94886 | BACK OF HOUSE
2191 | WALTHAM RD | 43221-4151 | Active | 122451 | WATTS | 009QT | RP | 0.750 | 57559 | BASEMENT
8899 | WALTON LN | 43065-9086 | Active | H562749 | FEBCO | 765 | PVB | 0.750 | 97815 | RIGHT SIDE
7775 | WALTON PKWY | 43054-8202 | Active | 184375 | WATTS | 909 | RP | 3.000 | 98199 | METER ROOM SW SIDE
7775 | WALTON PKWY | 43054-8202 | Active | 104647 | AMES | 5000 | RPDA | 6.000 | 98457 | 1ST FLOOR SPRINKLER RISER ROOM
7775 | WALTON PKWY | 43054-8202 | Active | 11501 | AMES | 4000B | RP | 0.750 | 98458 | 1ST FLOOR SPRINKLER RISER ROOM
7775 | WALTON PKWY | 43054-8202 | Not Required by DOW | 023055 | WATTS | 800M4QT | PVB | 2.000 | 98585 | OUTSIDE MECHANIC ROOM-SOUTHWEST CORNER
7775 | WALTON PKWY | 43054-8202 | Removed | 10097REM | AMES | 4000B | RP | 0.750 | 103145 | REMOVED-1ST FLOOR WEST MECH ROOM
7775 | WALTON PKWY | 43054-8202 | Not Required by DOW | 18861 | WATTS | 919QT | RP | 0.750 | 3610043 | 1ST FLOOR WEST MECHANICAL ROOM IN LOWER AREA
7795 | WALTON PKWY | 43054 | Active | ME-4727 | WATTS | 957 | RP | 4.000 | 101939 | MECHANIC ROOM
7795 | WALTON PKWY | 43054 | Active | N110517115 | FEBCO | 856 | DCDA | 8.000 | 101940 | IN METER PIT
7795 | WALTON PKWY | 43054 | Active | H017389 | FEBCO | 805YB | DC | 0.750 | 101941 | METER PIT
7795 | WALTON PKWY | 43054 | Not Required by DOW | 18927 | WATTS | 919AQT | RP | 1.500 | 102884 | MECHANICAL ROOM LEFT SIDE OF BUILDING
7800 | WALTON PKWY | 43054-8233 | Active | A20973 | WATTS | 009M2QT | RP | 1.500 | 93241 | METER R&D EAST SIDE OF BLDG
7800 | WALTON PKWY | 43054-8233 | Active | 1578700607 | AMES | 3000SS | DCDA | 6.000 | 93261 | MECH ROOM R&D BLDG
7800 | WALTON PKWY | 43054-8233 | Active | 09674 | WATTS | 007M1QT | DC | 0.750 | 93262 | MECH ROOM R&D BLDG
7800 | WALTON PKWY | 43054-8233 | Removed | 4425560 | WILKINS | 975XL2 | RP | 1.250 | 3623314 | COOLING TOWER-WATER HYDROLIC PUMP, COOLING TOWER SUPPLY
7815 | WALTON PKWY | 43054 | Active | PB2642 | WATTS | 957 | RP | 3.000 | 3613252 | EAST END MECHANICAL ROOM
7815 | WALTON PKWY | 43054 | Not Required by DOW | 25437 | WATTS | 919AQT | RP | 2.000 | 3613765 | METER ROOM EAST SIDE OF BUILDING
7815 | WALTON PKWY | 43054 | Active | V38475 | WILKINS | 350ASA | DCDA | 6.000 | 3613766 | METER ROOM EAST SIDE OF BUILDING
7815 | WALTON PKWY | 43054 | Active | 3835113 | WILKINS | 950XL | DC | 0.750 | 3613767 | METER ROOM EAST SIDE OF BUILDING
7895 | WALTON PKWY | 43054 | Active | TF-2926 | WATTS | 957 | RP | 3.000 | 3641052 | NORTHEAST MECH ROOM OUTSIDE DOOR
7895 | WALTON PKWY | 43054 | Active | SI-0275 | AMES | COLT 300 | DCDA | 8.000 | 3641053 | HOT BOX NORTHEAST SECTION OF PROPERTY
7895 | WALTON PKWY | 43054 | Active | 53247 | AMES | 2000B | DC | 0.750 | 3641054 | HOT BOX NORTHEAST SECTION OF PROPERTY
7895 | WALTON PKWY | 43054 | Not Required by DOW | 138225 | WATTS | LF009M2QT | RP | 2.000 | 3641057 | AFTER WATER METER
8000 | WALTON PKWY | 43054 | Not Required by DOW | 418858 | WATTS | 909M1QT | RP | 2.000 | 73182 | Mechanical Rm - Rear North
8000 | WALTON PKWY | 43054 | Active | EG1791 | WATTS | 957 | RP | 3.000 | 73183 | Mechanical Rm - Rear North
8000 | WALTON PKWY | 43054 | Not Required by DOW | NA114 | CONBRACO | 40600E3 | DC | 3.000 | 73184 | Mechanical Rm - Rear North
8100 | WALTON PKWY | 43054 | Active | 4278563 | WILKINS | 975 | RP | 2.000 | 3623269 | Mechanical Fire Sprinkler Rm - West Side
8100 | WALTON PKWY | 43054 | Active | 1903081116 | AMES | 3000 | DCDA | 6.000 | 3630247 | Mechanical Fire Sprinkler Rm - West Side
8100 | WALTON PKWY | 43054 | Active | 25950 | WATTS | 007 | DC | 0.750 | 3630248 | Mechanical Fire Sprinkler Rm - West Side
8100 | WALTON PKWY | 43054 | Not Required by DOW | 015288 | WATTS | 909 | RP | 2.000 | 3650617 | Mechanical Fire Sprinkler Rm - West Side
8200 | WALTON PKWY | 43054 | Not Required by DOW | 4698032 | WILKINS | 975XL2 | RP | 1.500 | 3638566 | Mechanical Fire Sprinkler Rm - East Side
8200 | WALTON PKWY | 43054 | Active | 4642513 | WILKINS | 975XL2 | RP | 2.000 | 3638567 | Mechanical Fire Sprinkler Rm - East Side
8200 | WALTON PKWY | 43054 | Active | 1074860119 | AMES | 5000 | RPDA | 6.000 | 3638568 | Mechanical Fire Sprinkler Rm - East Side
8200 | WALTON PKWY | 43054 | Active | 14692 | AMES | 4000B | RP | 0.750 | 3638569 | Mechanical Fire Sprinkler Rm - East Side
8415 | WALTON PKWY | 43054 | Active | 4879180 | WILKINS | 975XLTCU | RP | 1.500 | 3648299 | MECH ROOM
8323 | WALTON PKWY UNIT A | 43054-9522 | Not Required by DOW | 1295998 | WILKINS | 975 | RP | 2.000 | 73706 | NE 1ST FLOOR MECH ROOM
8323 | WALTON PKWY UNIT A | 43054-9522 | Active | 134267 | WATTS | 709 | DCDA | 6.000 | 73707 | METER PIT NORTH OF BUILDING
8323 | WALTON PKWY UNIT A | 43054-9522 | Active | 22924 | WATTS | 007QT | DC | 0.750 | 73708 | METER PIT NORTH OF BUILDING
8323 | WALTON PKWY UNIT A | 43054-9522 | Not Required by DOW | W008210 | WILKINS | 975 | RP | 0.750 | 73709 | BASEMENT COMPUTER HVAC ROOM
8323 | WALTON PKWY UNIT A | 43054-9522 | Active | 3004 | WILKINS | 975 | RP | 3.000 | 73710 | NE 1ST FLOOR MECH ROOM
8323 | WALTON PKWY UNIT B | 43054-9522 | Active | HE1316 | WATTS | 957 | RP | 3.000 | 92798 | WATER ROOM
6844 | WARDELL LOOP | 43054 | Active | T082404 | WILKINS | 720A | PVB | 0.750 | 101377 | LEFT SIDE
6852 | WARDELL LOOP | 43054-6700 | Active | HG59365 | WILKINS | 720A | PVB | 0.750 | 98468 | LEFT SIDE OF HOUSE
7740 | WAREHAM DR | 43016-8469 | Active | T294396 | WILKINS | 720A | PVB | 0.750 | 95085 | LEFT FRONT
3056 | WAREHAM RD | 43221-2244 | Active | H277752 | FEBCO | 765 | PVB | 0.750 | 59888 | FRONT OF HOUSE
3093 | WAREHAM RD | 43221-2243 | Active | G216249 | WILKINS | 720A | PVB | 0.750 | 96150 | BACK OF HOUSE
4781 | WARNER RD | 43081 | Active | RB-1206 | WATTS | 957 | RP | 3.000 | 3624556 | CORNER OF WARNER RD IN HOT BOX
4781 | WARNER RD | 43081 | Active | 25478 | WATTS | 007M1PCQT | DC | 0.750 | 3624557 | CORNER OF WARNER RD IN PIT
4781 | WARNER RD | 43081 | Active | 1161990716 | WATTS | 774 | DC | 6.000 | 3624558 | CORNER OF WARNER RD IN PIT
4781 | WARNER RD | 43081 | Not Required by DOW | 099036 | WATTS | LF009M2QT | RP | 1.000 | 3630198 | BEHIND FENCE ABOVE GROUND
4781 | WARNER RD | 43081 | Not Required by DOW | T305642 | WILKINS | 720A | PVB | 0.750 | 3639612 | 5477 CAMLIN PL E
4781 | WARNER RD | 43081 | Not Required by DOW | T348699 | WILKINS | 720A | PVB | 0.750 | 3639668 | 5479 CAMLIN PL E LEFT SIDE
4781 | WARNER RD | 43081 | Not Required by DOW | T348622 | WILKINS | 720A | PVB | 0.750 | 3640870 | 5694 CAMLIN PL N - RIGHT SIDE
4781 | WARNER RD | 43081 | Not Required by DOW | T407117 | WILKINS | 720A | PVB | 0.750 | 3650237 | 5714 CAMLIN PL N - RIGHT SIDE
4781 | WARNER RD | 43081 | Not Required by DOW | T409532 | Wilkins | 720A | PVB | 0.750 | 3650718
4790 | WARNER RD | 43081 | Active | 122856 | WATTS | 009M2QT | RP | 1.500 | 3656637 | HOTBOX NORTH OF STREET LIGHT POLE
4803 | WARNER RD | 43081 | Active | RC1320 | WATTS | 957 | RP | 4.000 | 3622863 | HOT BOX AT METER PIT
4803 | WARNER RD | 43081 | Active | RD2943 | WATTS | 957 | RPDA | 6.000 | 3622864 | HOT BOX AT METER PIT
4803 | WARNER RD | 43081 | Active | 68710 | WATTS | 919QT | RP | 0.750 | 3622865 | HOT BOX AT METER PIT
4869 | WARNER RD | 43081 | Active | KB1057 | WATTS | 957 | RP | 4.000 | 100270 | 5500 BILBERRY LN, IN GATEHOUSE SOUTHSIDE OF BILBERRY LANE
4869 | WARNER RD | 43081 | Active | 19054 | WATTS | 007M2QT | DC | 0.750 | 100278 | 5500 BILBERRY LN, IN GATEHOUSE SOUTH SIDE OF BILBERRY LANE
4869 | WARNER RD | 43081 | Active | 1136200310 | WATTS | 774 | DCDA | 8.000 | 100279 | 5500 BILBERRY LN, IN GATEHOUSE SOUTHSIDE OF BILBERRY LANE
4869 | WARNER RD | 43081 | Not Required by DOW | 72414 | WATTS | LF919QT | RP | 0.750 | 103460 | 5423 BILBERRY LN, IN MECHANICAL ROOM
4905 | WARNER RD | 43081 | Active | NF-1206 | WATTS | 957 | RP | 3.000 | 3603245 | CLUB HOUSE MECHANICAL ROOM
4905 | WARNER RD | 43081 | Active | 1153460813 | WATTS | 774DCDA | DCDA | 6.000 | 3603632 | CLUB HOUSE MECHANICAL ROOM
4905 | WARNER RD | 43081 | Active | 21249 | WATTS | 007M1QT | DC | 0.750 | 3603633 | CLUB HOUSE MECHANICAL ROOM
5058 | WARNER RD | 43081 | Active | WI-2688 | AMES | COLT400 | RP | 4.000 | 3653659
5058 | WARNER RD | 43081 | Active | WI-1775 | AMES | COLT300 | DCDA | 6.000 | 3653660 | ENTRANCE WAY
5058 | WARNER RD | 43081 | Active | 70429 | AMES | 2000BM3 | DC | 0.750 | 3653661 | WEST ENTRANCE WAY
5095 | WARNER RD | 43081 | Not Required by DOW | J027918 | FEBCO | 825Y | RP | 2.000 | 102208 | IN GARAGE
5095 | WARNER RD | 43081 | Active | ME-3547 | WATTS | 957 | RP | 3.000 | 102401 | 5468 OLIVIA MICHAL PL, RISER ROOM BY GARAGE
5095 | WARNER RD | 43081 | Active | 148090412 | WATTS | 774DCDA | DCDA | 6.000 | 102402 | 5468 OLIVIA MICHAL PL, RISER ROOM BY GARAGE
5095 | WARNER RD | 43081 | Active | 19375 | WATTS | 007M1PCQT | DC | 0.750 | 102403 | 5451 OLIVIA MICHAEL PLACE - LOCATED IN GARAGE
5139 | WARNER RD | 43081 | Active | YD-3472 | AMES | COLT 400 | RP | 4.000 | 3657344 | NE CORNER OF PROPERTY
5139 | WARNER RD | 43081 | Active | YE-0521 | AMES | COLT-300GV | DCDA | 8.000 | 3657345 | NE CORNER OF PROPERTY
5139 | WARNER RD | 43081 | Active | 77720 | AMES | 2000BM3 | DC | 0.750 | 3657346 | NE CORNER OF PROPERTY
5145 | WARNER RD | 43081 | Not Required by DOW | A181820 | FEBCO | 825Y | RP | 2.000 | 88033 | ENTRY WAY OF CLUB HOUSE
5145 | WARNER RD | 43081 | Active | 115019 | AMES | 4000SS | RP | 3.000 | 89396 | METER HOUSE
5145 | WARNER RD | 43081 | Active | 44502 | AMES | 3000SS | DCDA | 6.000 | 89409 | METER HOUSE
5145 | WARNER RD | 43081 | Active | 66082 | WATTS | 007M1PCQT | DC | 0.750 | 89410 | METER HOUSE
5145 | WARNER RD | 43081 | Not Required by DOW | 08337 | AMES | 4000B | RP | 2.000 | 101183 | RISER ROOM, 5370 NOTTINGHAMSHIRE LN
5145 | WARNER RD | 43081 | Not Required by DOW | 08507 | AMES | 4000B | RP | 2.000 | 101184 | RISER ROOM, 5394 NOTTINGHAMSHIRE LN
5145 | WARNER RD | 43081 | Not Required by DOW | 08529 | AMES | 4000B | RP | 2.000 | 101185 | RISER ROOM, 6137-6149 SOWERBY LN
5145 | WARNER RD | 43081 | Not Required by DOW | 09752 | AMES | 4000B | RP | 2.000 | 101186 | RISER ROOM, 6120 SOWERBY LN
5145 | WARNER RD | 43081 | Not Required by DOW | 09635 | AMES | 4000B | RP | 2.000 | 101187 | RISER ROOM, 6100 SOWERBY LN
5145 | WARNER RD | 43081 | Not Required by DOW | 08345 | AMES | 4000B | RP | 2.000 | 101188 | RISER ROOM, 6085 SOWERBY LN
5145 | WARNER RD | 43081 | Not Required by DOW | 09643 | AMES | 4000B | RP | 2.000 | 101190 | RISER ROOM, 6066 SOWERBY LN
5145 | WARNER RD | 43081 | Not Required by DOW | 08340 | AMES | 4000B | RP | 2.000 | 101191 | RISER ROOM, 6065 SOWERBY LN
5148 | WARNER RD | 43081 | Active | 86420 | WATTS | 919 | RP | 0.750 | 3648603 | SOUTHWEST CORNER OF PROPERTY IN HOT BOX
5148 | WARNER RD | 43081 | Active | UF-0923 | AMES | 500 | RPDA | 8.000 | 3648607 | SOUTHWEST SECTION OF PROPERTY IN HOT BOX
5148 | WARNER RD | 43081 | Active | UC-0564 | WATTS | 957 | RP | 4.000 | 3648608 | SOUTHWEST SECTION OF PROPERTY IN HOT BOX
5148 | WARNER RD | 43081 | Not Required by DOW | J048027 | FEBCO | 825Y | DC | 2.000 | 3649670 | POOL HOUSE BEHIND CLUBHOUSE
5165 | WARNER RD | 43081-9390 | Active | 17148 | WATTS | 007M2QT | DC | 0.750 | 99075
5165 | WARNER RD | 43081-9390 | Active | 1112130707 | WATTS | 774DCDA | DCDA | 8.000 | 99076 | MECHANIC ROOM/CENTER-REAR
5165 | WARNER RD | 43081-9390 | Active | IH-4361 | WATTS | 957 | RP | 3.000 | 99728 | MECHANICAL ROOM BEHIND STRIP MALL (BACK SIDE)
5230 | WARNER RD | 43081-9591 | Not Required by DOW | 72467 | WATTS | LF919QT | RP | 0.750 | 90753 | MECH ROOM AT WATER METER - 5208 WARNER RD
5230 | WARNER RD | 43081-9591 | Active | ACN0121 | WILKINS | 975XL | RP | 1.500 | 90754 | MECH ROOM AT WATER METER - 5208 WARNER RD
5230 | WARNER RD | 43081-9591 | Not Required by DOW | HB56665 | FEBCO | 765 | PVB | 1.000 | 90755 | OUTSIDE CAR WASH - 5208 WARNER RD
5230 | WARNER RD | 43081-9591 | Not Required by DOW | 22118 | WATTS | 919QT | RP | 1.500 | 3625086 | CAR WASH, CAR WASH EQUIPMENT ROOM
5309 | WARNER RD | 43081- | Active | 156611105 | AMES | 4000SS | RP | 3.000 | 91313 | IN HOT BOX AT FRONT ENTRANCE ON E SIDE
5309 | WARNER RD | 43081- | Active | 1477730206 | AMES | 3000SS | DCDA | 6.000 | 91357 | IN METER PIT IN FRONT ENTRANCE ON EAST SIDE
5309 | WARNER RD | 43081- | Active | 68417 | WATTS | 007M1 | DC | 0.750 | 91358 | IN METER PIT IN FRONT ENTRANCE ON E SIDE
5332 | WARNER RD | 43081 | Active | 280865 | WATTS | LF009M2QT | RP | 1.000 | 3653531 | BREAKROOM/KITCHEN AREA
5334 | WARNER RD | 43081 | Active | 4955257 | WILKINS | 975XL | RP | 1.000 | 3653530 | SE CORNER UTILITY ROOM
5394 | WARNER RD | 43081- | Active | 1131300105 | AMES | 4000SS | RP | 3.000 | 66777 | POOL HOUSE MECHANICAL ROOM
5394 | WARNER RD | 43081- | Active | 1374921004 | AMES | 3000SS | DCDA | 8.000 | 66778 | POOL HOUSE MECHANICAL ROOM
5394 | WARNER RD | 43081- | Active | 40652 | AMES | 2000B | DC | 0.750 | 66779 | POOL HOUSE MECHANICAL ROOM
5394 | WARNER RD | 43081- | Not Required by DOW | CB022683 | WILKINS | 720A | PVB | 1.000 | 96093 | EAST SIDE OF BUILDING
5394 | WARNER RD | 43081- | Not Required by DOW | W133000 | WILKINS | 975XL | RP | 0.750 | 97747 | Mech. room
5699 | WARNER RD | 43081- | Active | 303850 | WATTS | 800QT | PVB | 1.000 | 97188 | LEFT SIDE OF 5621 WARNER RD CLUB HOUSE, 5309 WARNER RD
5699 | WARNER RD | 43081- | Due Install |  |  |  | RP | 6.000 | 3657640
4985 | WARNER RD UNIT WATR | 43081 | Active | VC-3074 | AMES | COLT 400 | RP | 4.000 | 3657545 | END GARAGE UNIT SOUTH OF BLDG 2
4985 | WARNER RD UNIT WATR | 43081 | Active | YD-0869 | AMES | COLT 300GV | DCDA | 8.000 | 3657546 | END GARAGE UNIT
4985 | WARNER RD UNIT WATR | 43081 | Active | 77289 | AMES | 2000B | DC | 0.750 | 3657547 | END GARAGE UNIT
86 | WARREN ST | 43215-1567 | Active | CB636597 | WILKINS | 720A | PVB | 0.750 | 3554154 | FRONT OF HOUSE
11 | WARREN ST | 43215-1551 | Not Required by DOW | T122545 | WILKINS | 720A | PVB | 1.000 | 102099 | 765 SUMMIT ST, SOUTH SIDE OF BUILDING
112 | WARREN ST | 43215-1551 | Active | 131409 | WATTS | LF009M2QT | RP | 1.500 | 3554163 | BSMT APARTMENT #114 DIRECTLY AFTER METER
400 | WASHBURN ST | 43213-2866 | Active | 4764001 | WILKINS | 975 XL | RP | 1.500 | 3554300
120 | WASHINGTON BL | 43215 | Active | 1289771214 | AMES | 4000SS | RP | 4.000 | 3613368 | AT METER PIT IN HOT BOX
139 | WASHINGTON BL | 43215 | Active | J028764 | FEBCO | 825Y | RP | 2.000 | 101793 | IN FRONT OF COOLING TOWERS SOUTH END OF BUILDING
176 | WATERFORD DR | 43017 | Active | EAG4694 | WILKINS | 720A | PVB | 0.750 | 3554399 | BACK CENTER
340 | WATERGATE CT | 43221-1559 | Active | CB465220 | WILKINS | 720A | PVB | 1.000 | 87063 | by front door
3430 | WATERGATE CT | 43221-1559 | Active | F087558 | WILKINS | 720A | PVB | 1.000 | 60717 | EAST SIDE NEXT TO PORCH
1600 | WATERMARK DR | 43215-1034 | Active | V23871 | WILKINS | 350ADA | DCDA | 6.000 | 98109 | METER PIT FRONT OF BUILDING
1600 | WATERMARK DR | 43215-1034 | Active | 13808 | WATTS | 919QT | RP | 2.000 | 98111 | MAINTANCE OFFICE 1ST FLOOR
1600 | WATERMARK DR | 43215-1034 | Not Required by DOW | 3208455 | WILKINS | 975XLBMS | RP | 1.500 | 98112 | OUT FRONT IN BUSHES WEST OF METER PIT
1600 | WATERMARK DR | 43215-1034 | Active | 3178593 | WILKINS | 950XLT | DC | 0.750 | 99341 | IN METER PIT - FRONT OF BUILDING
1650 | WATERMARK DR | 43215-1094 | Removed | 155908REM | WATTS | 909M1QT | RP | 2.000 | 55732 | ***REMOVED*** JANITOR'S CLOSET 1ST FLOOR
1650 | WATERMARK DR | 43215-1094 | Active | 23382 | WATTS | LF919QT | RP | 1.500 | 3636841 | MID 1ST FLOOR METER/JANITORS CLOSET AT WATER METER BY EXERCISE ROOM
1650 | WATERMARK DR | 43215-1094 | Not Required by DOW | 23384 | WATTS | LF919QT | RP | 1.500 | 3636842 | MID 1ST FLOOR METER/JANITORS CLOSET BY EXERCISE ROOM
1680 | WATERMARK DR | 43215-1034 | Active | 358283 | WATTS | 909HWM1QT | RP | 1.500 | 55819 | MECH - CENTER OF BUILDING
1680 | WATERMARK DR | 43215-1034 | Not Required by DOW | 657880 | WATTS | 800M4QT | PVB | 1.000 | 99148 | SOUTHWEST CORNER (OUTSIDE)
1700 | WATERMARK DR | 43215-1097 | Active | 917677 | WILKINS | 975XL | RP | 1.000 | 55906 | INSIDE GO THROW STORAGE ROOM-N END-KEY AT SALES SHOP
1800 | WATERMARK DR | 43215-1048 | Not Required by DOW | 200586 | WATTS | LF009M2QT | RP | 1.000 | 56225 | 1800 WATERMARK DRIVE IN MECHANICAL ROOM
1800 | WATERMARK DR | 43215-1048 | Active | B29425 | WILKINS | 975 | RP | 3.000 | 56226 | MECH ROOM N WALL
1800 | WATERMARK DR | 43215-1048 | Not Required by DOW | 4329 | WATTS | 009QT | RP | 1.500 | 56227 | MECHANICAL ROOM
1800 | WATERMARK DR | 43215-1048 | Active | 9909131313 | FEBCO | 870V | DC | 6.000 | 56228 | N WALL MECH ROOM
1800 | WATERMARK DR | 43215-1048 | Not Required by DOW | 136162 | WATTS | 909QT | RP | 0.750 | 88161 | MECH.ROOM 4TH FLOOR
1801 | WATERMARK DR | 43215-7088 | Active | 102158 | AMES | 3000SS | DCDA | 6.000 | 56247 | IN PIT FRONT BY ROAD
1801 | WATERMARK DR | 43215-7088 | Active | B30293 | WILKINS | 975 | RP | 3.000 | 56249 | 1ST FLOOR ROOM #14
1801 | WATERMARK DR | 43215-7088 | Active | 45032 | WATTS | 007M1 | DC | 0.750 | 56250 | IN PIT FRONT BY ROAD
1650 | WATERMARK DR UNIT A | 43215-1094 | Active | 1897790416 | AMES | 3000SS | DCDA | 2.500 | 3554441 | MID 1ST FLOOR METER/JANITORS CLOSET BY EXERCISE ROOM
1650 | WATERMARK DR UNIT A | 43215-1094 | Active | 76437 | AMES | 2000B | DC | 0.750 | 3636840 | MID 1ST FLOOR METER/JANITORS CLOSET BY EXERCISE ROOM
3384 | WATERPOINT DR | 43221-4947 | Active | 248707 | WATTS | 800QT | PVB | 1.000 | 60559 | LEFT OF DOOR
3390 | WATERPOINT DR | 43221-4947 | Active | FH2053 | FEBCO | 765 | PVB | 1.000 | 60568 | RIGHT HAND SIDE
3398 | WATERPOINT DR | 43221-4947 | Active | T188092 | WILKINS | 720A | PVB | 0.750 | 3554444 | Right side
3417 | WATERPOINT DR | 43221-4951 | Active | CD0015 | FEBCO | 765 | PVB | 0.750 | 60670 | LEFT HAND SIDE
3422 | WATERPOINT DR | 43221-4947 | Active | T477472 | WILKINS | 720A | PVB | 0.750 | 60680 | BACK OF HOUSE
3430 | WATERPOINT DR | 43221-4947 | Active | 371564 | WILKINS | 720A | PVB | 1.000 | 60718 | RIGHT SIDE OF HOUSE
2500 | WATERS EDGE BLVD | 43209-3341 | Active | ALA08282 | WILKINS | 975XL3 | RP | 0.750 | 58500 | MECH ROOM
3391 | WATERSILK CT | 43221-4946 | Active | H012323 | FEBCO | 765 | PVB | 0.750 | 60569 | LH SIDE
3392 | WATERSILK CT | 43221-4946 | Active | G215533 | WILKINS | 720A | PVB | 0.750 | 60575 | FRONT OF HOUSE
3392 | WATERSILK CT | 43221-4946 | Active | 35975 | WATTS | 919AQT | RP | 0.750 | 101625 | IN BASEMENT AT WATER METER
3392 | WATERSILK CT | 43221-4946 | Due Install |  |  |  | RP |  | 3658939
3399 | WATERSILK CT | 43221-4946 | Active | HB03820 | FEBCO | 765 | PVB | 0.750 | 60590 | LEFT FRONT
3415 | WATERSILK CT | 43221-4946 | Active | 795352 | WILKINS | 720A | PVB | 0.750 | 60666 | LEFT HAND SIDE
3416 | WATERSILK CT | 43221-4946 | Active | 228597 | WILKINS | 720A | PVB | 0.750 | 60669 | RH SIDE
3423 | WATERSILK CT | 43221-4946 | Active | 311083 | WILKINS | 720A | PVB | 0.750 | 60684 | LEFT HAND SIDE
3424 | WATERSILK CT | 43221-4946 | Active | 279381 | WILKINS | 720A | PVB | 0.750 | 60686 | OUTSIDE RIGHT
7203 | WATERSTON | 43054-7126 | Active | H475938 | FEBCO | 765 | PVB | 1.000 | 90746 | FRONT OF HOUSE
7208 | WATERSTON | 43054 | Active | 378818 | WILKINS | 420 | PVB | 0.750 | 3603355 | LEFT OF FRONT DOOR
7215 | WATERSTON | 43054-7126 | Active | G086206 | WILKINS | 720A | PVB | 0.750 | 88460 | R. SIDE OF HOUSE
7224 | WATERSTON | 43054-7105 | Active | G125057 | WILKINS | 720A | PVB | 0.750 | 96846 | LEFT OF FRONT DOOR
7227 | WATERSTON | 43054-7126 | Active | H480969 | WILKINS | 720A | PVB | 1.000 | 92644 | RIGHT SIDE OF FRONT DOOR
7239 | WATERSTON | 43054-7126 | Active | G208754 | WILKINS | 720A | PVB | 0.750 | 93722 | RIGHT SIDE OF HOUSE
7239 | WATERSTON | 43054-7126 | Removed | 3176526REM | WILKINS | 975XLBMS | RP | 0.750 | 98020 | REMOVED-NEXT TO WATER METER
7240 | WATERSTON | 43054 | Active | T294037 | WILKINS | 720A | PVB | 0.750 | 102665 | LEFT SIDE
7251 | WATERSTON | 43054-7126 | Active | H387270 | FEBCO | 765 | PVB | 0.750 | 89471 | RIGHT SIDE OF HOUSE
7258 | WATERSTON | 43054-7105 | Active | 296472 | WATTS | 800M4QT | PVB | 0.750 | 96557 | RIGHT SIDE
7263 | WATERSTON | 43054-7126 | Replaced | A133791REP | WILKINS | 720A | PVB | 0.750 | 88273 | REPLACED- LEFT SIDE OF HOUSE
7263 | WATERSTON | 43054-7126 | Active | T205449 | WILKINS | 720A | PVB | 0.750 | 3610176 | LEFT SIDE OF HOUSE
7277 | WATERSTON | 43054-7126 | Active | 382629 | WILKINS | 420 | PVB | 0.750 | 91611 | RIGHT CENTER
7280 | WATERSTON | 43054-7105 | Active | G215402 | WILKINS | 720A | PVB | 0.750 | 95244 | LEFT SIDE
7290 | WATERSTON | 43054-7105 | Active | 292780 | WATTS | 800M4QT | PVB | 0.750 | 95241 | RIGHT SIDE
7291 | WATERSTON | 43054-7126 | Active | H323068 | FEBCO | 765 | PVB | 0.750 | 89482 | RIGHT SIDE OF HOUSE
7300 | WATERSTON | 43054 | Active | C67988 | APOLLO/CONBRACO | PVB4A | PVB | 0.750 | 91345 | RIGHT SIDE OF HOUSE
7301 | WATERSTON | 43054-7104 | Active | G086191 | WILKINS | 720A | PVB | 0.750 | 88950 | FRONT OF HOUSE (LEFT SIDE )
7321 | WATERSTON | 43054-7104 | Active | 292795 | WATTS | 800M4QT | PVB | 0.750 | 96187 | FRONT -FAR RIGHT
7340 | WATERSTON | 43054 | Active | CB015857 | WILKINS | 720A | PVB | 0.750 | 102985 | LEFT SIDE
7370 | WATERSTON | 43054 | Active | T072691 | WILKINS | 720A | PVB | 0.750 | 101484 | RIGHT SIDE
7324 | WATERSTON PL | 43054-7127 | Active | G036437 | WILKINS | 720A | PVB | 0.750 | 88945 | LEFT SIDE OF HOUSE
4498 | WATHEN DR | 43026 | Active | 177480 | AMES | 3000SS | DCDA | 6.000 | 101672 | IN METER PIT ON S/ W SIDE OF LOT
4498 | WATHEN DR | 43026 | Removed | 19170 | WATTS | 007M1QT | DC | 0.750 | 101673 | ON AMES 6" IN S/ W SIDE LOT PIT
4498 | WATHEN DR | 43026 | Removed | 15246 | WATTS | 919QT | RP | 1.500 | 101674 | MECHANIC ROOM REAR W OF BUILDING
4498 | WATHEN DR | 43026 | Active | 343116 | WATTS | LF009M2QT | RP | 1.000 | 3658363 | 180' NORTH OF TRUPOINTE ON E SIDE OF WATHEN
4498 | WATHEN DR | 43026 | Active | XJ-1801 | AMES | COLT 300 | DCDA | 6.000 | 3658364 | 180' NORTH OF TRUPOINTE ON E SIDE OF WATHEN
4498 | WATHEN DR | 43026 | Active | 75963 | AMES | 2000BM3 | DC | 0.750 | 3658365 | 180' NORTH OF TRUPOINTE ON E SIDE OF WATHEN
4570 | WATHEN DR | 43026 | Active | XH-0955 | AMES | COLT 300GV | DCDA | 8.000 | 3658010 | HOTBOX LEFT OF NORTH DRIVE
4570 | WATHEN DR | 43026 | Active | 02464 | AMES | 2000BM3 | DC | 0.750 | 3658011 | HOTBOX LEFT OF NORTH DRIVE
4570 | WATHEN DR | 43026 | LPS - Active |  |  |  | LST |  | 3658012 | FIRE PUMP -
4570 | WATHEN DR | 43026 | Active | YH-0004 | AMES | COLT 400 | RP | 4.000 | 3658166 | HOTBOX NW CORNER OF BUILDING NORTH SIDE OF TRUPOINT 1ST LOT W OF TRUMAN
3491 | WATKINS DR | 43232 | Active | 361822 | WATTS | 909M1QT | RP | 1.500 | 60840 | MECH ROOM
1520 | WATKINS RD | 43207-3320 | Active | 1507430606 | AMES | 3000SS | DCDA | 6.000 | 91315 | RISER ROOM - Watkins E. S.
1520 | WATKINS RD | 43207-3320 | Active | 5295 | WATTS | 007M1PCQT | DC | 0.750 | 91350 | RISER ROOM - Watkins E. S.
1520 | WATKINS RD | 43207-3320 | Active | L31778 | WILKINS | 375DA | RPDA | 3.000 | 91351 | BOILER ROOM - Watkins E. S.
1520 | WATKINS RD | 43207-3320 | Active | 11279535 | WILKINS | 975XLBMS | RP | 1.000 | 91353 | BOILER ROOM - Watkins E. S.
1635 | WATKINS RD | 43207 | Active | 150009 | WATTS | LF009M2QT | RP | 2.000 | 3646338 | NORTHEAST CORNER OF BUILDING AT WATER METER
1635 | WATKINS RD | 43207 | Active | 197729 | AMES | 3000SS | DCDA | 8.000 | 3646339 | NORTHEAST CORNER OF BUILDING AT FIRE RISER
1635 | WATKINS RD | 43207 | Active | 82963 | WATTS | 2000B | DC | 0.750 | 3646340 | NORTHEAST CORNER OF BUILDING AT FIRE RISER FIRE BYPASS
1635 | WATKINS RD | 43207 | LPS - Active |  |  |  | LST |  | 3646341 | FIRE PUMP - NORTHEAST CORNER OF BUILDING, FIRE PUMP ROOM
1760 | WATKINS RD | 43207- | Active | 134628 | WATTS | 909 | RP | 3.000 | 56064 | MECH RM 4250 FAIRWOOD BLDG BY WTR HTR
1760 | WATKINS RD | 43207- | Due Install |  |  |  | DCDA | 6.000 | 3638068
1760 | WATKINS RD | 43207- | Due Install |  |  |  | RP | 3.000 | 3638069
1800 | WATKINS RD | 43207-3440 | Replaced | 100006783REP | WATTS | 009QT | RP | 2.000 | 56229 | REPLACED- N END OF SHIPPING BAY W WALL COLLUM 38
1800 | WATKINS RD | 43207-3440 | Removed | 1302991102REM | AMES | 2000SS | DC | 10.000 | 56230 | CITY PIT
1800 | WATKINS RD | 43207-3440 | Removed | 1315650103REM | AMES | 2000SS | DC | 10.000 | 56231 | CITY PIT
1800 | WATKINS RD | 43207-3440 | Not Required by DOW | 172641 | WATTS | 909 | RP | 4.000 | 56232 | BOILER ROOM, LINE 21-E, WEST WALL
1800 | WATKINS RD | 43207-3440 | Not Required by DOW | 172962 | WATTS | 909 | RP | 4.000 | 56233 | SOUTH END OF BLDG E WALL EXIT 13E
1800 | WATKINS RD | 43207-3440 | Not Required by DOW | 401004 | WATTS | 909 | RP | 10.000 | 56234 | BOILER ROOM LINE 21-E, WEST WALL
1800 | WATKINS RD | 43207-3440 | Not Required by DOW | 450186 | WATTS | 909M1QT | RP | 2.000 | 56235 | EXIT 13E SOUTH END OF BLDG EAST WALL
1800 | WATKINS RD | 43207-3440 | Not Required by DOW | 006171 | WATTS | 009QT | RP | 2.000 | 3608060 | N END OF SHIPPING BAY W WALL COLLUM 38 (NEED 8' LADDER)
1800 | WATKINS RD | 43207-3440 | LPS - Active |  |  |  | LPC |  | 3626522 | DOMESTIC PUMP - fire pump
1800 | WATKINS RD | 43207-3440 | Active | AG1800A |  |  | AG | 2.000 | 3626872 | SODIUM HYDROXIDE TANKS
1800 | WATKINS RD | 43207-3440 | Active | AG1800B |  |  | AG | 6.000 | 3626873 | COOLING TOWER TANK/RESERVOIR
1800 | WATKINS RD | 43207-3440 | Active | AG1800C |  |  | AG | 2.000 | 3632965 | SODIUM HYDROXIDE TANKS
1800 | WATKINS RD | 43207-3440 | Active | AG1800D |  |  | AG | 2.000 | 3632966 | SODIUM HYDROXIDE TANKS
1800 | WATKINS RD | 43207-3440 | Active | AG1800E |  |  | AG | 2.000 | 3632967 | SODIUM HYDROXIDE TANKS
1800 | WATKINS RD | 43207-3440 | Active | AG1800F |  |  | AG | 2.000 | 3632968 | SODIUM HYDROXIDE TANKS
1800 | WATKINS RD | 43207-3440 | Active | 71472 | APOLLO | RPLF4A | RP | 10.000 | 3640792 | HOT BOX
1800 | WATKINS RD | 43207-3440 | Active | 72840 | APOLLO | RPLF4A | RP | 4.000 | 3640793 | HOT BOX
1800 | WATKINS RD | 43207-3440 | Active | 71470 | APOLLO | RPLF4A | RP | 10.000 | 3640795 | HOT BOX
1800 | WATKINS RD | 43207-3440 | Active | 72758 | APOLLO | RPLF4A | RP | 4.000 | 3640802 | HOT BOX
1801 | WATKINS RD | 43207-3441 | Active | ALA54880 | WILKINS | 975XL3 | RP | 1.000 | 3554624 | SILO SOUTH SIDE OF WATKINS BEFORE OVER PAST
1855 | WATKINS RD | 43207-3441 | In Review |  |  |  | RP | 6.000 | 3554625
1888 | WATKINS RD | 43207-3440 | Active | 553862 | WATTS | 909QT | RP | 1.000 | 56519 | METER ROOM
1975 | WATKINS RD | 43207-3443 | Removed | 270401REM | WATTS | 909M1QT | RP | 1.500 | 56810 | BOILER ROOM 8FT OFF FLOOR
1975 | WATKINS RD | 43207-3443 | Replaced | 351880REP | WATTS | 909M1QT | RP | 2.000 | 56811 | REPLACED- BOILER ROOM
1975 | WATKINS RD | 43207-3443 | Not Required by DOW | 355516 | WATTS | 909QT | RP | 1.000 | 56812 | ABOVE LAB 3FT OFF FLOOR
1975 | WATKINS RD | 43207-3443 | Not Required by DOW | 356279 | WATTS | 909QT | RP | 1.000 | 56813 | TOOL SHOP 4FT OFF FLOOR
1975 | WATKINS RD | 43207-3443 | Not Required by DOW | 421308 | WATTS | 909M1QT | RP | 2.000 | 56814 | PART ROOM 3 FT OFF FLOOR
1975 | WATKINS RD | 43207-3443 | Not Required by DOW | 1328610520 | AMES | 4000SS | RP | 4.000 | 56815 | BOILER HOUSE 3 FT OFF FLOOR
1975 | WATKINS RD | 43207-3443 | Not Required by DOW | N2384 | CONBRACO | 4020C02 | RP | 6.000 | 56816 | "KEE C SYSTEM AREA"
1975 | WATKINS RD | 43207-3443 | Not Required by DOW | NB688 | CONBRACO | 4020C02 | RP | 6.000 | 56818 | PRODUCTION AREA 4FT OFF FLOOR
1975 | WATKINS RD | 43207-3443 | Removed | 623586REM | WATTS | 909QT | RP | 1.000 | 101609 | PRODUCTION AREA
1975 | WATKINS RD | 43207-3443 | Not Required by DOW | 1261800712 | AMES | 4000SS | RP | 4.000 | 101610 | BOILER ROOM
1975 | WATKINS RD | 43207-3443 | Not Required by DOW | 22088 | WATTS | 919QT | RP | 2.000 | 3611802 | BOILER ROOM
1975 | WATKINS RD | 43207-3443 | Active | 87222 | APOLLO | RPLF4A | RP | 10.000 | 3638064
1975 | WATKINS RD | 43207-3443 | Active | 87235 | APOLLO | RPLF4A | RP | 10.000 | 3653577
1975 | WATKINS RD | 43207-3443 | LPS - Active |  |  |  | LST |  | 3655686 | FIRE PUMP - FIRE PUMP ROOM
2056 | WATKINS RD | 43207-3444 | Active | 87313 | WATTS | 919AQT | RP | 0.750 | 57130 | AT WATER METER NEAR REAR ENTRANCE OF BUILDING
2455 | WATKINS RD | 43207-3453 | Not Required by DOW | 02923 | WATTS | 008PCQT | SVB | 0.750 | 58343 | COLUMN POST BETWEEN DOOR 22 & 23--RECEIVING AREA
2455 | WATKINS RD | 43207-3453 | Active | SI0865 | AMES | COLT 400 | RP | 6.000 | 58344 | EAST WALL OF BOILER ROOM
2455 | WATKINS RD | 43207-3453 | Not Required by DOW | 89836 | WATTS | 909HWM1QT | RP | 2.000 | 58345 | WEST WALL BOILER ROOM
2455 | WATKINS RD | 43207-3453 | Not Required by DOW | 69247 | WATTS | 919QT | RP | 0.750 | 58346 | 2ND FLOOR MECHANICAL ROOM
2455 | WATKINS RD | 43207-3453 | Not Required by DOW | 17214 | WILKINS | 975 | RP | 2.500 | 58347 | UPSTAIRS CHILLER ROOM
2455 | WATKINS RD | 43207-3453 | Not Required by DOW | 1958 | WATTS | 008PCQT | SVB | 0.750 | 58348 | TANKER BAY
2455 | WATKINS RD | 43207-3453 | Active | SI0851 | AMES | COLT 400 | RP | 6.000 | 58349 | EAST WALL OF BOILER ROOM
2455 | WATKINS RD | 43207-3453 | Not Required by DOW | 419309 | WILKINS | 460XL | SVB | 0.750 | 58350 | TANK BAY PUMP ROOM
2455 | WATKINS RD | 43207-3453 | Not Required by DOW | 2912 | WATTS | 800QT | PVB | 0.750 | 58351 | RECEIVING AREA -- BY RAMP DOOR
2455 | WATKINS RD | 43207-3453 | Replaced | 324016REP | WATTS | 909M1QT | RP | 2.000 | 58352 | REPLACED- BOILER ROOM
2455 | WATKINS RD | 43207-3453 | Not Required by DOW | 506068 | WILKINS | 975 | RP | 2.000 | 58353 | BOILER ROOM (MAIN) west wall behind softener tank
2455 | WATKINS RD | 43207-3453 | Not Required by DOW | 09465 | WATTS | 008PCQT | SVB | 0.750 | 58357 | SYRUP ROOM - SOUTH OF DOCK DOOR 34 BY EXIT
2455 | WATKINS RD | 43207-3453 | Not Required by DOW | 2905 | WATTS | 008PCQT | SVB | 0.750 | 58358 | TANKER BAY
2455 | WATKINS RD | 43207-3453 | Not Required by DOW | 401078 | WILKINS | 460XL | SVB | 0.750 | 58359 | SYRUP ROOM-SOUTH OF DOCK DOOR 32
2455 | WATKINS RD | 43207-3453 | Not Required by DOW | HH1250 | AMES | COLT 400 | RP | 8.000 | 93422 | ON MEZZ BY ELEVATOR
2455 | WATKINS RD | 43207-3453 | Not Required by DOW | 418342 | WATTS | 909M1QT | RP | 2.000 | 97033 | WEST WALL OF NON CONFORMING
2455 | WATKINS RD | 43207-3453 | Not Required by DOW | HE0096 | AMES | 4000RP | RP | 8.000 | 98078 | E WALL NONCONFORMING, BY 1ST FL FOAM SYSTEM
2455 | WATKINS RD | 43207-3453 | Not Required by DOW | 02024 | WATTS | 008PCQT | SVB | 0.750 | 99591 | EAST WALL NON CONFORMING
2455 | WATKINS RD | 43207-3453 | Not Required by DOW | 89814 | WATTS | LF909HWM1QT | RP | 2.000 | 3351135 | BOILER ROOM
2455 | WATKINS RD | 43207-3453 | Active | SG-1775 | AMES | COLT 400 | RP | 8.000 | 3633872 | METER ROOM FACING ALUM CREEK DR
2455 | WATKINS RD | 43207-3453 | Active | SI-0171 | AMES | COLT 400 | RP | 8.000 | 3633873 | METER ROOM FACING ALUM CREEK DR
2455 | WATKINS RD | 43207-3453 | LPS - Active |  |  |  | LST |  | 3653580 | FIRE PUMP - METER ROOM FACING ALUM CREEK DR
3296 | WATKINS RD | 43207-3522 | Removed | 35573REM | WATTS | 919AQT | RP | 0.750 | 102779 | REMOVED-BASEMENT BY METER
3296 | WATKINS RD | 43207-3522 | Active | 3176458 | WILKINS | 975XL | RP | 0.750 | 3606335 | BASEMENT BY METER
3296 | WATKINS RD | 43207-3522 | Active | 1158150614 | WATTS | 774DCDA | DCDA | 6.000 | 3607585 | IN HOT BOX AT ROAD
3296 | WATKINS RD | 43207-3522 | Active | 22741 | WATTS | 007M1QT | DC | 0.750 | 3607586 | IN HOT BOX AT ROAD
6902 | WATSON ST | 43017 | Active | QL-3082 | WATTS | 957 | RP | 3.000 | 3621417 | Bldg # 2 (6895) Sprinkler-Meter Rm in Hallway
6902 | WATSON ST | 43017 | Active | 190201016 | AMES | 3000SS | DCDA | 4.000 | 3621418 | Bldg # 2 (6895) Sprinkler-Meter Rm in Hallway
6902 | WATSON ST | 43017 | Active | 77387 | AMES | 2000B | DC | 0.750 | 3621419 | Bldg # 2 (6895) Sprinkler-Meter Rm in Hallway
6903 | WATSON ST | 43017 | Active | QL-1054 | WATTS | 957 | RP | 3.000 | 3621472 | Bldg # 6 (6910) Sprinkler-Meter Rm in Hallway
6903 | WATSON ST | 43017 | Active | 1907980117 | AMES | 3000SS | DCDA | 4.000 | 3621473 | Bldg # 6 (6910) Sprinkler-Meter Rm in Hallway
6903 | WATSON ST | 43017 | Active | 77819 | AMES | 2000B | DC | 0.750 | 3621474 | Bldg # 6 (6910) Sprinkler-Meter Rm in Hallway
6903 | WATSON ST | 43017 | Not Required by DOW | 30335 | WATTS | 919QT | RP | 2.000 | 3621475 | SE MECH RM CLUB HOUSE
6903 | WATSON ST | 43017 | Not Required by DOW | B134213 | WILKINS | 375XL | RP | 1.000 | 3623034 | POOL EQUIPMENT ROOM LOCATED NORTH OF SWIMMING POOL
6868 | WATSON WAY | 43017 | Active | 10233C | WILKINS | 375AST | RP | 3.000 | 3626511 | Building #3 - 6845 Hall / Fire Riser Room Under Stairs
6868 | WATSON WAY | 43017 | Active | 1930161117 | AMES | 3000SS | DCDA | 4.000 | 3626512 | Building #3 - 6845 Hall / Fire Riser Room Under Stairs
6868 | WATSON WAY | 43017 | Active | 79282 | AMES | 2000B | DC | 0.750 | 3626513 | Building #3 - 6845 Hall / Fire Riser Room Under Stairs
7748 | WAVETREE CT | 43235-4529 | Active | T276588 | WILKINS | 720A | PVB | 0.750 | 3595849 | RIGHT SIDE OF HOUSE
7749 | WAVETREE CT | 43235-4529 | Active | G250805 | WILKINS | 720A | PVB | 0.750 | 99636 | RIGHT SIDE OF HOUSE
7756 | WAVETREE CT | 43235-4529 | Active | F006292 | WILKINS | 720A | PVB | 0.750 | 98962 | RIGHT SIDE
7757 | WAVETREE CT | 43235-4529 | Active | G086116 | WILKINS | 720A | PVB | 0.750 | 88737 | LEFT CENTER
7764 | WAVETREE CT | 43235-4529 | Active | G086100 | WILKINS | 720A | PVB | 0.750 | 88728 | RIGHT FRONT
7765 | WAVETREE CT | 43235-4529 | Active | T081659 | WILKINS | 720A | PVB | 0.750 | 87153 | LEFT SIDE
4275 | WAYBOURN RD | 43220-4373 | Active | CB489376 | WILKINS | 720A | PVB | 0.750 | 3554843 | LEFT SIDE OF HOUSE BACK CORNER
4312 | WAYBOURN RD | 43220-4376 | Active | T023921 | WILKINS | 720A | PVB | 1.000 | 63660 | LEFT SIDE OF BLDG FRONT CORNER FOR IRRIGATION SYS
5068 | WAYCROFT CT | 43026-8662 | Active | H577521 | FEBCO | 765 | PVB | 1.000 | 92736 | LEFT FRONT CORNER
5098 | WAYCROFT CT | 43026-8662 | Active | H491953 | FEBCO | 765 | PVB | 0.750 | 96133 | LEFT SIDE OF HOUSE
5099 | WAYCROFT CT | 43026-8662 | Active | AG7387 | FEBCO | 765 | PVB | 0.750 | 65999 | RIGHT SIDE OF HOUSE - OUTSIDE
4060 | WAYNE ST | 43026-1478 | Not Required by DOW | 01853 | WATTS | 919AQT | RP | 1.500 | 98909 | IN MECHANIC ROOM
4060 | WAYNE ST | 43026-1478 | Not Required by DOW | 01580 | WATTS | 919AQT | RP | 1.500 | 98910 | IN MECHANIC ROOM
4060 | WAYNE ST | 43026-1478 | Not Required by DOW | 01722 | WATTS | 919AQT | RP | 0.750 | 98911 | IN DARK ROOM
4060 | WAYNE ST | 43026-1478 | Active | ABA27452 | WILKINS | 975XL2 | RP | 0.750 | 3636478 | IN FRONT BATHROOM AT THE WATER METER
4029 | WEAVER E CT | 43026 | Active | 4797142 | WILKINS | 975XL2 | RP | 1.000 | 3646827 | AT WATER METER
4038 | WEAVER E CT | 43026- | Active | W218493 | WILKINS | 975XLBMS | RP | 0.750 | 62716 | SOUTH WEST CORNER, BEHIND RESTROOM
4129 | WEAVER E CT | 43026 | Active | 4765449 | WILKINS | 975XL | RP | 1.000 | 3646775 | FRONT UNIT GARAGE AREA BY UTILITY SINK
4138 | WEAVER E CT | 43026- | Active | W218494 | WILKINS | 975XL | RP | 0.750 | 63013 | BACKSIDE OF SOUTH RESTROOM
4271 | WEAVER N CT | 43026- | Active | 1396229 | WILKINS | 975XL | RP | 1.000 | 63482 | MECH ROOM ON RAISED DOCK
4343 | WEAVER N CT | 43026-1132 | Active | 56601 | WATTS | 009M1QT | RP | 1.500 | 63751 | MECHANICAL ROOM
4350 | WEAVER N CT | 43026 | Active | 4738594 | WILKINS | 975XL2 | RP | 1.000 | 3639290 | MECH ROOM BY FRONT DOOR AT WATER METER
4350 | WEAVER N CT | 43026 | Active | 1075850219 | AMES | 5000SS | RPDA | 6.000 | 3639541 | W MECH/RISER ROOM AT FRONT DOOR
4350 | WEAVER N CT | 43026 | Active | 14835 | AMES | 4000B | RP | 0.750 | 3639542 | W MECH/RISER ROOM AT FRONT DOOR
4350 | WEAVER N CT | 43026 | Not Required by DOW | 28581 | WATTS | 007M1 | DC | 0.750 | 3639543 | WATER CLOSET FRONT ENTRY FIRE ISOLATION DEVICE
4350 | WEAVER N CT | 43026 | Not Required by DOW | G3540 | DERINGER | BDCV | DC | 0.500 | 3639544 | NORTH MECH ROOM FIRE ISOLATION DEVICE
4350 | WEAVER N CT | 43026 | Not Required by DOW | G27771 | DERINGER | DCDAII | DCDA | 4.000 | 3639545 | NORTH MECH ROOM FIRE ISOLATION DEVICE
4350 | WEAVER N CT | 43026 | Not Required by DOW | G27761 | DERINGER | DCDAII | DC | 3.000 | 3639546 | SOUTH GARAGE BAY FIRE ISOLATION DEVICE
4350 | WEAVER N CT | 43026 | Not Required by DOW | G3551 | DERINGER | BDCV | DC | 0.500 | 3639547 | SOUTH GARAGE BAY FIRE ISOLATION DEVICE
4402 | WEAVER N CT | 43026 | Active | XK-1129 | AMES | COLT 400 | RP | 6.000 | 3658056 | HOTBOX SW CORNER OF PROP/ RIGHT OF DRIVE
4445 | WEAVER N CT | 43026-1132 | Active | ACL9646 | WILKINS | 975XL2 | RP | 2.000 | 3651027 | IN BASEMENT WHERE WATER COMES IN BUILDING
4445 | WEAVER N CT | 43026-1132 | Due Install |  |  |  | DCDA | 8.000 | 3651028 | IN PIT 30' S OF HYD
4077 | WEAVER S CT | 43026-1197 | Active | acg1665 | WILKINS | 975XL2 | RP | 1.500 | 62832 | NW WAREHSE/MAINT SHOP AREA NEAR RISER AT WATER METER
4077 | WEAVER S CT | 43026-1197 | Not Required by DOW | abq5407 | WILKINS | 975XL2 | RP | 1.000 | 62833 | NW WAREHSE/MAINT SHOP AREA NEAR WTR METER
4077 | WEAVER S CT | 43026-1197 | Active | 1987710420 | AMES | 3000SS | DCDA | 8.000 | 3624962 | IN HOT BOX BY ENTRANCE
4077 | WEAVER S CT | 43026-1197 | Active | 83655 | AMES | 2000B | DC | 0.750 | 3648759 | IN HOT BOX BY ENTRANCE
4149 | WEAVER S CT | 43026- | Due Install |  |  |  | RP | 1.000 | 3555357 | IN 4143 UNIT IN CABINET IN LADIES ROOM AT WATER METER
4199 | WEAVER S CT | 43026- | Active | 44837 | WATTS | 919AQT | RP | 0.750 | 103833 | CHILLER ROOM
4200 | WEAVER S CT | 43026- | Due Install |  |  |  | RP | 1.500 | 3555358 | UNIT 4150 SW OF WAREHSE AREA AT WATER METER -MTR IN FL TRAP DOOR
1130 | WEBER RD UNIT 16 | 43211-1261 | Inactive | 10412 | WATTS | 007 | DC | 3.000 | 87516
1130 | WEBER RD UNIT 16 | 43211-1261 | Inactive | A169887 | WILKINS | 375 | RP | 0.750 | 3609457 | OVER HOT WATER TANK IN BASEMENT
1130 | WEBER RD UNIT 16 | 43211-1261 | Due Install |  |  |  | RP | 3.000 | 3641194 | AT METER IN BASEMENT - FIRE STATION # 16
138 | WEBSTER PARK AVE | 43214-3515 | Active | CB081422 | WILKINS | 720A | PVB | 0.750 | 101643 | RIGHT SIDE OF HOUSE
662 | WEDGEWOOD DR | 43228-2155 | Not Required by DOW | PJ920 | APOLLO/CONBRACO | 4020402 | RP | 0.750 | 70390 | BOILER ROOM
662 | WEDGEWOOD DR | 43228-2155 | Active | ALA23395 | WILKENS | 975XL3 | RP | 1.000 | 3652133 | BASEMENT BY MTR
668 | WEDGEWOOD DR | 43228-2156 | Active | ALA95022 | WILKINS | 975XL3 | RP | 0.750 | 70478 | BOILER ROOM
668 | WEDGEWOOD DR | 43228-2156 | Due Install |  |  |  | RP | 1.000 | 3652135 | BOILER ROOM
674 | WEDGEWOOD DR | 43228-2157 | Active | abaa2418 | WILKINS | 975XL2 | RP | 0.750 | 70568 | BOILER ROOM
674 | WEDGEWOOD DR | 43228-2157 | Due Install |  |  |  | RP | 1.000 | 3652136 | BOILER ROOM
680 | WEDGEWOOD DR | 43228-2158 | Active | PK652 | APOLLO/CONBRACO | 4020402 | RP | 0.750 | 70712 | FIRST FLOOR MECHANICAL ROOM
680 | WEDGEWOOD DR | 43228-2158 | Due Install |  |  |  | RP | 1.000 | 3640698
686 | WEDGEWOOD DR | 43228-2159 | Active | ala26412 | WILKINS | 975XL3 | RP | 0.750 | 70845 | BOILER ROOM
686 | WEDGEWOOD DR | 43228-2159 | Due Install |  |  |  | RP | 1.000 | 3652137 | BOILER ROOM
692 | WEDGEWOOD DR | 43228-2160 | Active | PK616 | APOLLO/CONBRACO | 4020402 | RP | 0.750 | 70944 | BOILER ROOM
692 | WEDGEWOOD DR | 43228-2160 | Due Install |  |  |  | RP | 1.000 | 3652138 | BOILER ROOM
698 | WEDGEWOOD DR | 43228-2161 | Active | PK655 | APOLLO/CONBRACO | 4020402 | RP | 0.750 | 71092 | BOILER ROOM
698 | WEDGEWOOD DR | 43228-2161 | Due Install |  |  |  | RP | 1.000 | 3652139 | BOILER ROOM
719 | WEDGEWOOD DR | 43228-3015 | Active | PK634 | APOLLO/CONBRACO | 4020402 | RP | 0.750 | 71578 | BOILER ROOM
719 | WEDGEWOOD DR | 43228-3015 | Due Install |  |  |  | RP | 1.000 | 3652141 | BOILER ROOM
720 | WEDGEWOOD DR | 43228-3016 | Active | DM302 | APOLLO/CONBRACO | 4020402 | RP | 0.750 | 71606 | BOILER ROOM
720 | WEDGEWOOD DR | 43228-3016 | Due Install |  |  |  | RP | 1.000 | 3652142 | BOILER ROOM
725 | WEDGEWOOD DR | 43228-3014 | Active | ABN7837 | WILKINS | 975XL2 | RP | 0.750 | 71683 | BOILER ROOM
725 | WEDGEWOOD DR | 43228-3014 | Due Install |  |  |  | RP | 1.000 | 3652143 | BOILER ROOM
730 | WEDGEWOOD DR | 43228-3017 | Active | DP444 | APOLLO/CONBRACO | 4020402 | RP | 0.750 | 71766 | BOILER ROOM
730 | WEDGEWOOD DR | 43228-3017 | Due Install |  |  |  | RP |  | 3652144 | BOILER ROOM
744 | WEDGEWOOD DR | 43228-3018 | Active | PK757 | APOLLO/CONBRACO | 4020402 | RP | 0.750 | 71978 | BOILER ROOM
744 | WEDGEWOOD DR | 43228-3018 | Due Install |  |  |  | RP | 1.000 | 3652145 | BOILER ROOM
745 | WEDGEWOOD DR | 43228-3013 | Active | ABAA2381 | WILKINS | 975XL2 | RP | 0.750 | 71998 | BOILER ROOM
745 | WEDGEWOOD DR | 43228-3013 | Due Install |  |  |  | RP | 1.000 | 3652146 | BOILER ROOM
754 | WEDGEWOOD DR | 43228-3022 | Active | ala94981 | WILKINS | 975XL3 | RP | 0.750 | 72202 | BOILER ROOM
754 | WEDGEWOOD DR | 43228-3022 | Due Install |  |  |  | RP | 1.000 | 3652147 | BOILER ROOM
755 | WEDGEWOOD DR | 43228-3021 | Active | DN077 | APOLLO/CONBRACO | 4020402 | RP | 0.750 | 72213 | BOILER ROOM
755 | WEDGEWOOD DR | 43228-3021 | Due Install |  |  |  | RP | 1.000 | 3652180 | BOILER ROOM
764 | WEDGEWOOD DR | 43228-3023 | Active | DP404 | APOLLO/CONBRACO | 4020402 | RP | 0.750 | 72391 | BOILER ROOM
764 | WEDGEWOOD DR | 43228-3023 | Due Install |  |  |  | RP | 1.000 | 3652181 | BOILER ROOM
765 | WEDGEWOOD DR | 43228-3020 | Active | PK653 | CONBRACO | 4020402 | RP | 0.750 | 72409 | BOILER ROOM
765 | WEDGEWOOD DR | 43228-3020 | Due Install |  |  |  | RP | 1.000 | 3652182 | BOILER ROOM
774 | WEDGEWOOD DR | 43228-3024 | Active | 423970 | WATTS | 009M3QT | RP | 0.750 | 72672 | BOILER ROOM
774 | WEDGEWOOD DR | 43228-3024 | Due Install |  |  |  | RP | 1.000 | 3652184 | BOILER ROOM
784 | WEDGEWOOD DR | 43228-3025 | Active | ABT3998 | WILKINS | 975XL2 | RP | 0.750 | 72896 | BOILER ROOM
784 | WEDGEWOOD DR | 43228-3025 | Due Install |  |  |  | RP | 1.000 | 3652185 | BOILER ROOM
791 | WEDGEWOOD DR | 43228-3019 | Active | DP441 | APOLLO/CONBRACO | 4020402 | RP | 0.750 | 72974 | BOILER ROOM
791 | WEDGEWOOD DR | 43228-3019 | Due Install |  |  |  | RP |  | 3652186 | BOILER ROOM
802 | WEDGEWOOD DR | 43228-4204 | Active | PK707 | APOLLO/CONBRACO | 4020402 | RP | 0.750 | 73214 | BOILER ROOM
802 | WEDGEWOOD DR | 43228-4204 | Due Install |  |  |  | RP |  | 3652187 | BOILER ROOM
803 | WEDGEWOOD DR | 43228-3030 | Active | ABN7836 | WILKINS | 975XL2 | RP | 0.750 | 73229 | BOILER ROOM
803 | WEDGEWOOD DR | 43228-3030 | Due Install |  |  |  | RP | 1.000 | 3652188
806 | WEDGEWOOD DR | 43228-3077 | Active | PJ921 | APOLLO/CONBRACO | 4020402 | RP | 0.750 | 73267 | BOILER ROOM
806 | WEDGEWOOD DR | 43228-3077 | Due Install |  |  |  | RP | 1.000 | 3652189 | BOILER ROOM
810 | WEDGEWOOD DR | 43228-3078 | Active | ABT4220 | WILKINS | 975XL2 | RP | 0.750 | 73310 | BOILER ROOM
810 | WEDGEWOOD DR | 43228-3078 | Due Install |  |  |  | RP | 1.000 | 3652192 | BOILER ROOM
814 | WEDGEWOOD DR | 43228-3079 | Active | PK637 | APOLLO/CONBRACO | 4020402 | RP | 0.750 | 73400 | BOILER ROOM
814 | WEDGEWOOD DR | 43228-3079 | Due Install |  |  |  | RP | 1.000 | 3652193 | BOILER ROOM
815 | WEDGEWOOD DR | 43228-3029 | Active | PK693 | APOLLO/CONBRACO | 4020402 | RP | 0.750 | 73423 | BOILER ROOM
815 | WEDGEWOOD DR | 43228-3029 | Due Install |  |  |  | RP | 1.000 | 3652194 | BOILER ROOM
818 | WEDGEWOOD DR | 43228-3080 | Active | PK656 | APOLLO/CONBRACO | 4020402 | RP | 0.750 | 73474 | BOILER ROOM
818 | WEDGEWOOD DR | 43228-3080 | Due Install |  |  |  | RP | 1.000 | 3652195 | BOILER ROOM
821 | WEDGEWOOD DR | 43228-3028 | Active | 1697944 | WILKINS | 975XL2 | RP | 0.750 | 99493 | BOILER ROOM
821 | WEDGEWOOD DR | 43228-3028 | Due Install |  |  |  | RP | 1.000 | 3652196 | BOILER ROOM
826 | WEDGEWOOD DR | 43228-3081 | Active | ABN7828 | WILKINS | 975XL2 | RP | 0.750 | 73623 | BOILER ROOM
826 | WEDGEWOOD DR | 43228-3081 | Due Install |  |  |  | RP | 1.000 | 3652197 | BOILER ROOM
832 | WEDGEWOOD DR | 43228-3082 | Active | PK635 | APOLLO/CONBRACO | 4020402 | RP | 0.750 | 73704 | BOILER ROOM
832 | WEDGEWOOD DR | 43228-3082 | Due Install |  |  |  | RP | 1.000 | 3652232 | BOILER ROOM
840 | WEDGEWOOD DR | 43228-3083 | Active | abaa2359 | WILKINS | 975XL2 | RP | 0.750 | 73785 | BOILER ROOM
840 | WEDGEWOOD DR | 43228-3083 | Due Install |  |  |  | RP | 1.000 | 3652233 | BOILER ROOM
851 | WEDGEWOOD DR | 43228-3027 | Active | 133435 | APOLLO/CONBRACO | 40204T2 | RP | 0.750 | 100137 | BOILER ROOM
851 | WEDGEWOOD DR | 43228-3027 | Due Install |  |  |  | RP | 1.000 | 3652234 | BOILER ROOM
855 | WEDGEWOOD DR | 43228-3026 | Active | ABN7834 | WILKINS | 975XL2 | RP | 0.750 | 74044 | BOILER ROOM
855 | WEDGEWOOD DR | 43228-3026 | Due Install |  |  |  | RP | 1.000 | 3652235 | BOILER ROOM
860 | WEDGEWOOD DR | 43228 | Active | 3641559 | WILKINS | 975XL | RP | 1.500 | 102176 | MECHANICAL ROOM AT METER
865 | WEDGEWOOD DR | 43228-3048 | Active | PK692 | CONBRACO | 4020402 | RP | 0.750 | 74147 | BOILER ROOM
865 | WEDGEWOOD DR | 43228-3048 | Due Install |  |  |  | RP | 1.000 | 3652240 | BOILER ROOM
870 | WEDGEWOOD DR | 43228-3084 | Active | DN053 | APOLLO/CONBRACO | 4020402 | RP | 0.750 | 74191 | 2ND FLOOR OUTSIDE CLEAR LIQUID
870 | WEDGEWOOD DR | 43228-3084 | Due Install |  |  |  | RP | 1.000 | 3652242 | 2ND FLOOR OUTSIDE CLEAR LIQUID
875 | WEDGEWOOD DR | 43228-3047 | Active | 418816 | WATTS | 009M3QT | RP | 0.750 | 74250 | BOILER ROOM
875 | WEDGEWOOD DR | 43228-3047 | Due Install |  |  |  | RP | 1.000 | 3652244 | BOILER ROOM
880 | WEDGEWOOD DR | 43228-3085 | Active | ala26228 | WILKINS | 975XL3 | RP | 0.750 | 74310 | BOILER ROOM
880 | WEDGEWOOD DR | 43228-3085 | Due Install |  |  |  | RP | 1.000 | 3652245 | BOILER ROOM
885 | WEDGEWOOD DR | 43228-3046 | Active | DP412 | CONBRACO | 4020402 | RP | 0.750 | 74358 | BOILER ROOM
885 | WEDGEWOOD DR | 43228-3046 | Due Install |  |  |  | RP | 1.000 | 3652247 | BOILER ROOM
156 | WEISKOPF DR | 43228-7077 | Replaced | A082408REP | WILKINS | 720A | PVB | 0.750 | 55423 | REPLACED- RIGHT SIDE OF HOME
1567 | WEISKOPF DR | 43228-7077 | Active | HD18122 | FEBCO | 765 | PVB | 0.750 | 3351169 | RIGHT SIDE OF HOME
1236 | WELDON AVE | 43224-4163 | Active | 587208 | WILKINS | 720A | PVB | 0.750 | 54382 | LEFT SIDE OF HOUSE
1244 | WELDON AVE | 43224-4163 | Active | HF76669 | FEBCO | 765 | PVB | 0.750 | 3556453 | RIGHT FRONT
2487 | WELLESLEY DR | 43221-3437 | Active | T304815 | WILKINS | 720A | PVB | 0.750 | 3556593 | RIGHT SIDE OF HOME
2835 | WELLESLEY DR | 43221-2935 | Active | 181272 | WILKINS | 420 | PVB | 1.000 | 59418 | FRONT OF HOUSE, NEXT TO GARAGE
699 | WELLINGSHIRE BLVD | 43085-4893 | Active | ALA27696 | WILKINS | 975XL3 | RP | 1.000 | 100955 | IN POOL
712 | WELLINGTON CT | 43016-3801 | Active | CB777288 | WILKINS | 720A | PVB | 0.750 | 94890 | RIGHT REAR
7128 | WELLINGTON CT | 43016-3803 | Active | 654313 | WILKINS | 720A | PVB | 0.750 | 94889 | RIGHT SIDE
7132 | WELLINGTON CT | 43016 | Active | 358163 | WILKINS | 720A | PVB | 0.750 | 3556773 | RIGHT SIDE OF HOUSE
7145 | WELLINGTON CT | 43016-3801 | Active | A083625 | WILKINS | 720A | PVB | 0.750 | 94891 | FRONT OF HOUSE RIGHT OF FRONT DOOR
7148 | WELLINGTON CT | 43016-3803 | Active | CB723345 | WILKINS | 720 | PVB | 0.750 | 3556778 | LEFT SIDE OF HOUSE
7155 | WELLINGTON CT | 43016 | Active | HE97287 | FEBCO | 765 | PVB | 0.750 | 71513 | FRONT OF HOUSE LEFT OF DOOR
7386 | WELLINGTON RESERVE CT | 43016 | Active | T187686 | WILKINS | 720A | PVB | 0.750 | 3606314 | RIGHT SIDE
7392 | WELLINGTON RESERVE CT | 43016 | Active | T198602 | WILKINS | 720A | PVB | 0.750 | 3607727 | FRONT RIGHT SIDE
7398 | WELLINGTON RESERVE CT | 43016 | Active | T396118 | WILKINS | 720A | PVB | 0.750 | 3618338
7404 | WELLINGTON RESERVE CT | 43016 | Active | T295101 | WILKINS | 720A | PVB | 0.750 | 3621367 | RIGHT SIDE OF HOUSE
7410 | WELLINGTON RESERVE CT | 43017 | Active | EAK6646 | WILKINS | 720A | PVB | 0.750 | 3619710 | RIGHT FRONT OF HOUSE
7416 | WELLINGTON RESERVE CT | 43016 | Active | T234664 | WILKINS | 720A | PVB | 0.750 | 3616943 | LEFT SIDE
7419 | WELLINGTON RESERVE CT | 43016 | Active | CB655179 | WILKINS | 720 | PVB | 0.750 | 3613254 | LEFT SIDE
7422 | WELLINGTON RESERVE CT | 43016 | Active | H816059 | FEBCO | 765 | PVB | 0.750 | 3609837 | LEFT SIDE OF HOUSE BY GAS METER
7425 | WELLINGTON RESERVE CT | 43016 | Active | T199292 | WILKINS | 720A | PVB | 0.750 | 3607603 | RIGHT SIDE
7428 | WELLINGTON RESERVE CT | 43016 | Active | CB098071 | WILKINS | 720A | PVB | 0.750 | 3607734 | LEFT SIDE
7431 | WELLINGTON RESERVE CT | 43016 | Active | T199240 | WILKINS | 720A | PVB | 0.750 | 3608209 | RIGHT SIDE
7434 | WELLINGTON RESERVE CT | 43016 | Active | T418436 | WILKINS | 720A | PVB | 0.750 | 3606316 | RIGHT SIDE
7437 | WELLINGTON RESERVE CT | 43016 | Active | CB170076 | WILKINS | 720A | PVB | 0.750 | 3613780 | LEFT SIDE
7440 | WELLINGTON RESERVE CT | 43017 | Active | CB317301 | WILKINS | 720A | PVB | 0.750 | 3623113 | LEFT SIDE
7449 | WELLINGTON RESERVE CT | 43016 | Active | T206197 | WILKINS | 720A | PVB | 0.750 | 3614907 | RIGHT FRONT
7452 | WELLINGTON RESERVE CT | 43016 | Active | CB169976 | WILKINS | 720A | PVB | 0.750 | 3614971 | RIGHT SIDE OF THE HOUSE
7455 | WELLINGTON RESERVE CT | 43016 | Active | T308583 | WILKINS | 720A | PVB | 0.750 | 3615372 | LEFT SIDE OF HOUSE
7461 | WELLINGTON RESERVE CT | 43016 | Active | T199485 | WILKINS | 720A | PVB | 0.750 | 3609838 | RIGHT SIDE
7464 | WELLINGTON RESERVE CT | 43016 | Not Required by DOW | T409392 | WILKINS | 720A | PVB | 0.750 | 3613776 | RIGHT FRONT
7464 | WELLINGTON RESERVE CT | 43016 | Not Required by DOW |  |  |  | RP | 0.750 | 3650238 | AT SUMP PUMP NON TESTABLE
7464 | WELLINGTON RESERVE CT | 43016 | Active | 4872133 | WILKINS | 975XL2 | RP | 0.750 | 3650239 | BSMNT AT WATER METER
7467 | WELLINGTON RESERVE CT | 43016 | Active | T205016 | WILKINS | 720A | PVB | 0.750 | 3613559 | Left Side
7470 | WELLINGTON RESERVE CT | 43017 | Active | CB243304 | WILKINS | 720A | PVB | 1.000 | 3618339 | LEFT SIDE OF HOUSE
7473 | WELLINGTON RESERVE CT | 43016 | Active | CB655557 | WILKINS | 720A | PVB | 0.750 | 3618474 | FRONT RIGHT OF DOOR UNDER WINDOW
7476 | WELLINGTON RESERVE CT | 43016 | Active | T187425 | WILKINS | 720A | PVB | 0.750 | 3606141
7479 | WELLINGTON RESERVE CT | 43016 | Active | T188955 | WILKINS | 720A | PVB | 0.750 | 3605848 | LEFT SIDE OF HOUSE
7482 | WELLINGTON RESERVE CT | 43016 | Active | CB209081 | WILKINS | 720A | PVB | 0.750 | 3616944 | RIGHT SIDE
5395 | WELLSTON CT | 43017 | Active | T485492 | WILKINS | 720A | PVB | 0.750 | 66782 | RIGHT FRONT
5413 | WELLSTON CT | 43017 | Active | 902875 | WILKINS | 720A | PVB | 0.750 | 66865 | RT SIDE
5429 | WELLSTON CT | 43017 | Active | 56480 | FEBCO | 765 | PVB | 1.000 | 94193 | RIGHT FRONT
5436 | WELLSTON CT | 43017 | Active | FL0776 | FEBCO | 765 | PVB | 1.000 | 66900 | FRONT RIGHT OF DOOR
5437 | WELLSTON CT | 43017 | Active | 902568 | WILKINS | 720A | PVB | 0.750 | 66905 | LEFTSIDE
5445 | WELLSTON CT | 43017-8882 | Active | 595606 | WATTS | 800M2QT | PVB | 1.000 | 66915 | LEFT FRONT
2516 | WELSFORD RD | 43221-3317 | Active | T396116 | Wilkins | 720 | PVB | 0.750 | 3556816 | BACK LEFT
2607 | WELSFORD RD | 43221-3318 | Active | CAA34672 | WILKINS | 720A | PVB | 0.750 | 92985 | FRONT OF HOUSE
2615 | WELSFORD RD | 43221-3318 | Active | H570339 | FEBCO | 765 | PVB | 0.750 | 99131 | RIGHT SIDE OF HOUSE
2628 | WELSFORD RD | 43221-3319 | Removed | H844357REM | FEBCO | 765 | PVB | 0.750 | 3556840 | LEFT SIDE
2760 | WELSFORD RD | 43221-3323 | Active | H847856 | FEBCO | 765 | PVB | 1.000 | 101349 | FRONT OF HOUSE NEXT TO GARAGE
2859 | WELSFORD RD | 43221-2832 | Active | BB9600 | FEBCO | 765 | PVB | 0.750 | 3556884 | RIGHT REAR CORNER
2869 | WELSFORD RD | 43221-2832 | Active | 90965 | WATTS | 800CMQT | PVB | 0.750 | 99886 | BACK OF HOUSE
2879 | WELSFORD RD | 43221-2832 | Active | AK2321 | FEBCO | 765 | PVB | 0.750 | 94892 | FRONT OF HOUSE
2993 | WELSFORD RD | 43221-2836 | Active | 658255 | RAINBIRD | AC4000 | PVB | 0.750 | 59670 | LEFT SIDE OF HOUSE
2390 | WENBURY RD | 43220-2863 | Active | CAA25754 | WILKINS | 720A | PVB | 1.000 | 58134 | LEFT SIDE OF HOME
2400 | WENBURY RD | 43220-2865 | Active | T429171 | WILKINS | 720A | PVB | 1.000 | 58215 | EAST OF FRONT DOOR 20'
2407 | WENBURY RD | 43220-2864 | Active | HE75312 | FEBCO | 765 | PVB | 1.000 | 88647 | OUTSIDE
2425 | WENBURY RD | 43220-2864 | Active | 196745 | WATTS | 800M4QT | PVB | 1.000 | 58260 | WEST SIDE REAR CORNER OF BUILDING
2441 | WENBURY RD | 43220-2864 | Active | ABR456 | WILKINS | 710 | PVB | 1.000 | 101417 | RIGHT SIDE OF HOUSE
2448 | WENBURY RD | 43220-2865 | Active | T034204 | WILKINS | 720A | PVB | 0.750 | 101418 | FRONT OF HOUSE
2459 | WENBURY RD | 43220-2864 | Removed | 28812REM | FEBCO | 765 | PVB | 1.000 | 58363 | RIGHT SIDE OF HOUSE
2464 | WENBURY RD | 43220-2865 | Replaced | 24379REP | FEBCO | 765 | PVB | 1.000 | 101094 | REPLACED- RIGHT OF FRONT DOOR
2464 | WENBURY RD | 43220-2865 | Active | HB13914 | FEBCO | 765 | PVB | 1.000 | 3609590 | RIGHT OF FRONT DOOR
2469 | WENBURY RD | 43220-2864 | Active | 33347 | FEBCO | 765 | PVB | 1.000 | 58396 | 10' E OF FRONT DOOR
2479 | WENBURY RD | 43220-2864 | Active | 739841 | WATTS | 800M4FR | PVB | 1.000 | 93900 | BEHIND GARAGE
2480 | WENBURY RD | 43220-2865 | Active | H571040 | FEBCO | 765 | PVB | 0.750 | 98659 | LEFT CENTER
4872 | WENDLER BLVD | 43230 | Active | 84839A | APOLLO | RPLF4A | RP | 2.000 | 3649974 | SOUTH BLDG EAST CENTER SIDE MECH RM
4872 | WENDLER BLVD | 43230 | Active | TG-1787 | AMES | COLT 300 | DCDA | 6.000 | 3649975 | SOUTH BLDG EAST CENTER SIDE MECH RM
4872 | WENDLER BLVD | 43230 | Active | 57803 | AMES | 2000B | DC | 0.750 | 3649976 | SOUTH BLDG EAST CENTER SIDE MECH RM
4872 | WENDLER BLVD | 43230 | LPS - Active |  |  |  | LPC |  | 3651775 | DOMESTIC PUMP - SOUTH BLDG EAST CENTER SIDE MECH RM
4872 | WENDLER BLVD | 43230 | Not Required by DOW | 95708A | APOLLO/CONBRACO | RPLF4A | RP | 1.000 | 3652033 | SOUTH BLDG EAST CENTER SIDE MECH RM
7080 | WENDY TRAIL LN | 43017 | Active | 792644 | WILKINS | 720A | PVB | 0.750 | 71381 | FRONT LEFT OF DOOR
7851 | WENGERT RD | 43004 | Active | 1247340103 | AMES | 3000SS | DCDA | 6.000 | 72915 | IN METER PIT WEST OF CHURCHIDE CHASE
7851 | WENGERT RD | 43004 | Active | 170909 | WATTS | 909 | RP | 3.000 | 72916 | MECH ROOM UPPER DEVICE - 831 ACORN GROVE
7851 | WENGERT RD | 43004 | Active | 171163 | WATTS | 909 | RP | 3.000 | 72917 | MECH ROOM LOWER DEVICE
7851 | WENGERT RD | 43004 | Active | 56120 | WATTS | 007QT | DC | 0.750 | 72918 | 831 ACORN GROVE, IN METER PIT....SOUTH OF WENGERT
6863 | WENTWORTH DR | 43054 | Active | EAF6502 | WILKINS | 720A | PVB | 0.750 | 3603593 | LEFT SIDE OUTSIDE OF HOUSES
6869 | WENTWORTH DR | 43054 | Active | CB323903 | WILKINS | 720A | PVB | 0.750 | 3615299 | LEFT SIDE OF THE HOUSE
6871 | WENTWORTH DR | 43054 | Active | CB000879 | WILKINS | 720A | PVB | 0.750 | 102536 | FRONT CENTER
6876 | WENTWORTH DR | 43054 | Active | CB597909 | WILKINS | 720A | PVB | 0.750 | 3603438
6879 | WENTWORTH DR | 43054 | Active | CB610674 | WILKINS | 720A | PVB | 0.750 | 3608310 | OUTSIDE
833 | WERNER WAY | 43085- | Active | CB215203 | WILKINS | 720A | PVB | 0.750 | 94893 | 121 WHIELDON FRONT OF HSE , left of front door.
833 | WERNER WAY | 43085- | Removed | T154988REM | WILKINS | 720A | PVB | 1.000 | 103195 | ***REMOVED* - 111 WHIELDON LN, in front of the wall at the edge of the road.
833 | WERNER WAY | 43085- | Due Install |  |  |  | RP |  | 3638701 | IN HOT BOX AT PIT (IN YARD L OF 823 ROBBINS WAY)
833 | WERNER WAY | 43085- | Active | ABB782 | WILKINS | 975 | RP | 0.750 | 3653087 | 111 WHIELDON LANE
833 | WERNER WAY | 43085- | Active | HD24364 | FEBCO | 765 | PVB | 0.750 | 3653088 | 111 WHIELDON LANE
908 | WERNER WAY | 43085-2980 | Active | 128094 | WATTS | 800QT | PVB | 0.750 | 74525 | EAST SIDE OF HOUSE
991 | WERNER WAY | 43085-2979 | Active | CB113382 | WILKINS | 720A | PVB | 0.750 | 3557172 | LEFT SIDE OF THE HOUSE NEAR THE GAS METER
32 | WESLEY BLVD | 43085-3585 | Not Required by DOW | ABA69958 | WILKINS | 975XL2 | RP | 0.750 | 60178 | BOILER ROOM ABOVE STORAGE TANK--LOCATED AT 32 WESLEY BLVD
32 | WESLEY BLVD | 43085-3585 | Active | 232992 | WILKINS | 975XL | RP | 2.000 | 60179 | BASEMENT BOILER ROOM BY WATER METER
32 | WESLEY BLVD | 43085-3585 | Active | 233154 | WILKINS | 975XL | RP | 2.000 | 60180 | BASEMENT BOILER RM BY WATER METER-- LOCATED AT 32 WESLEY BLVD
32 | WESLEY BLVD | 43085-3585 | Active | 194930 | AMES | 3000SS | DCDA | 4.000 | 3635039 | BASEMENT MECH ROOM
32 | WESLEY BLVD | 43085-3585 | Active | 81154 | AMES | 2000B | DC | 0.750 | 3635040 | BASEMENT MECH ROOM FIRE SIDE CAR
65 | WESLEY BLVD | 43085-3500 | Active | A000048 | FEBCO | 805YB | DC | 0.750 | 70047 | METER ROOM
65 | WESLEY BLVD | 43085-3500 | Active | 260430 | WILKINS | 975 | RP | 2.000 | 70048 | SPRINKLER RISER ROOM
65 | WESLEY BLVD | 43085-3500 | Active | 9511021504 | FEBCO | 856 | DCDA | 4.000 | 70049 | SPRINKLER ROOM
65 | WESLEY BLVD | 43085-3500 | Not Required by DOW | 260437 | WILKINS | 975 | RP | 2.000 | 70050 | SPRINKLER ROOM
64 | WEST CAMPUS OVAL | 43054 | Active | VE-0842 | AMES | 400 | RP | 3.000 | 3651185 | HOT BOX WEST OF BUILDING
6455 | WEST CAMPUS OVAL | 43054 | Active | VH-0643 | AMES | COLT 300GV | DCDA | 6.000 | 3651186 | HOT BOX WEST OF BUILDING
6455 | WEST CAMPUS OVAL | 43054 | Active | 66812 | AMES | 2000BM3 | DC | 0.750 | 3651187 | HOT BOX WEST OF BUILDING
6520 | WEST CAMPUS OVAL | 43054 | Active | 169708 | WATTS | LF009M2QT | RP | 2.000 | 70166 | MECH ROOM NE CORNER
6520 | WEST CAMPUS OVAL | 43054 | Active | 259960403 | AMES | 3000 | DCDA | 4.000 | 70167 | NE MECH ROOM
6520 | WEST CAMPUS OVAL | 43054 | Active | 30698 | AMES | 2000SS | DC | 0.750 | 70168 | NE MECH ROOM
6520 | WEST CAMPUS OVAL | 43054 | Not Required by DOW | 88507 | WATTS | 009QT | RP | 1.500 | 70169 | MECH ROOM NE CORNER
6525 | WEST CAMPUS OVAL | 43054-8830 | Active | 101367 | AMES | 3000SS | DCDA | 6.000 | 70177 | RISER ROOM EAST SIDE OF BUILDING
6525 | WEST CAMPUS OVAL | 43054-8830 | Not Required by DOW | 757041 | WILKINS | 975XL | RP | 1.000 | 70178 | 1ST MECH ROOM
6525 | WEST CAMPUS OVAL | 43054-8830 | Not Required by DOW | 757044 | WILKINS | 975XL | RP | 1.000 | 70179 | 1ST FLOOR MECH ROOM
6525 | WEST CAMPUS OVAL | 43054-8830 | Active | 881439 | WILKINS | 975XL | RP | 1.500 | 70181 | SPRINKLER ROO EAST OUTSIDE DOOR
6525 | WEST CAMPUS OVAL | 43054-8830 | Active | 881442 | WILKINS | 975XL | RP | 1.500 | 70182 | 1ST FLOOR METER ROOM OUTSIDE ACCESS
6525 | WEST CAMPUS OVAL | 43054-8830 | Active | 42801 | WATTS | 007M1QT | DC | 0.750 | 70183 | FIRE PROTECTION ROOM
6530 | WEST CAMPUS OVAL | 43054-8726 | Not Required by DOW | 175347 | WATTS | 009M2-QT | RP | 1.50 | 70197 | MECHANICAL ROOM 1ST FLOOR
6530 | WEST CAMPUS OVAL | 43054-8726 | Active | 627697 | WILKINS | 975 | RP | 2.000 | 70198 | 1ST FLOOR MECHANICAL ROOM
6530 | WEST CAMPUS OVAL | 43054-8726 | Active | 627698 | WILKINS | 975 | RP | 2.000 | 70199 | 1ST FLOOR MECHANICAL ROOM
6530 | WEST CAMPUS OVAL | 43054-8726 | Not Required by DOW | 4233011 | WILKINS | 975XL2 | RP | 0.750 | 70201 | 1ST FLOOR MECHANCIAL ROOM
6530 | WEST CAMPUS OVAL | 43054-8726 | Active | 9802111431 | FEBCO | 805YD | DCDA | 6.000 | 70202 | PIT
6530 | WEST CAMPUS OVAL | 43054-8726 | Active | A006473 | FEBCO | 805YB | DC | 0.750 | 91405 | METER PIT
6530 | WEST CAMPUS OVAL | 43054-8726 | Not Required by DOW | 28771 | WATTS | LF919QT | RP | 2.000 | 3616840
6530 | WEST CAMPUS OVAL | 43054-8726 | Not Required by DOW | 20885 | WATTS | LF919QT | RP | 1.500 | 3616841 | WATER TREATMENT ROOM DAVITA DIALYSIS SUITE 100
7120 | WEST CAMPUS RD | 43054- | Active | 1269570603 | AMES | 3000SS | DCDA | 6.000 | 71460 | METER BUILDING
7120 | WEST CAMPUS RD | 43054- | Active | 57406 | WATTS | 007mi | DC | 0.750 | 71461 | DCDA METER BUILDING
7120 | WEST CAMPUS RD | 43054- | Active | 4175206 | WILKINS | 975XL | RP | 1.000 | 3616524 | 7200 STEEL DUST
7400 | WEST CAMPUS RD | 43054- | Removed | 2BN0793REM | AMES | 2000SS | DC | 6.000 | 72319 | 7400 WEST CAMPUS RD, E BUILDING -- S SIDE MECH RM
7400 | WEST CAMPUS RD | 43054- | Not Required by DOW | 138200 | FEBCO | 825Y | RP | 1.500 | 72320 | 7400 WEST CAMPUS RD, MECHANICAL ROOM AT SERVICE--WATER ROOM
7400 | WEST CAMPUS RD | 43054- | Not Required by DOW | 15390 | WATTS | 009QT | RP | 0.500 | 72321 | 7400 WEST CAMPUS RD, IN CEILING ABOVE WALKS IN COOLER IN CAFE
7400 | WEST CAMPUS RD | 43054- | Active | 190442 | WATTS | 909 | RP | 4.000 | 72322 | 7400 WEST CAMPUS RD, WATER ROOM 110
7400 | WEST CAMPUS RD | 43054- | Not Required by DOW | 758 | AMES | 4000B | RP | 2.000 | 72323 | 7400 WEST CAMPUS RD, E BLDG DOCK
7400 | WEST CAMPUS RD | 43054- | Not Required by DOW | 80889 | WATTS | 009QT | RP | 0.500 | 96141 | 7400 WEST CAMPUS RD, UTILITY SINK ROOM 1 EAST
7400 | WEST CAMPUS RD | 43054- | Active | YL-1845 | AMES | 200GV | DCDA | 6.000 | 3633665
7400 | WEST CAMPUS RD | 43054- | Active | 77357 | AMES | 2000B | DC | 0.750 | 3656878
7525 | WEST CAMPUS RD | 43054 | Active | 463633 | WATTS | 909M1QT | RP | 2.000 | 102726 | RISER ROOM
7525 | WEST CAMPUS RD | 43054 | Not Required by DOW | 15039 | WATTS | 919QT | RP | 1.500 | 103036 | RISER ROOM
7525 | WEST CAMPUS RD | 43054 | Active | V30854 | WILKINS | 350 | DCDA | 6.000 | 103038 | SPRINKLER RISER ROOM @ WEST END OF THE BLDG
7525 | WEST CAMPUS RD | 43054 | Active | 3531489 | WILKINS | 950XLT | DC | 0.750 | 103039 | SPRINKLER RISER ROOM @ WEST END OF THE BLDG
2150 | WEST CASE RD | 43235- | Active | 013840 | WATTS | 800M4FR | PVB | 1.500 | 87510 | 2200 WEST CASE RD, ENGINE FILL, SOUTH BAY
2150 | WEST CASE RD | 43235- | Active | 657291 | WATTS | 800QT | PVB | 1.500 | 103549 | 2200 WEST CASE RD, ENGINE TRUCK FILL, NORTH BAY
2150 | WEST CASE RD | 43235- | Due Install |  |  |  | RP | 3.000 | 3629333 | AT METER - FIRE STATION # 11
2160 | WEST CASE RD | 43235-2539 | Removed | RG-1333REM | AMES | COLT 400 | RP | 8.000 | 3557352 | **REMIVED** IN HOT BOX AT PIT SERVICE GATE "A" AT SANDMAN & WEST CASE
2160 | WEST CASE RD | 43235-2539 | Active | 1324671119 | AMES | 4000 | RP | 10.000 | 3644928 | ADDRESSED "1846" PUMP HSE/BLDG BOTTOM AT WATER METER FOR FIRE LINE
2160 | WEST CASE RD | 43235-2539 | Active | 1323680919 | AMES | 4000SS | RP | 4.000 | 3644929 | ADDRESSED "1846" PUMP HSE/BLDG TOP AT WATER METER DOMESTIC WATER
2160 | WEST CASE RD | 43235-2539 | Active | 74574 | APOLLO | RPDALF4A | RPDA | 12.000 | 3644930 | ADDRESSED "1846" PUMP HSE/BLDG FIRE LINE
2160 | WEST CASE RD | 43235-2539 | Active | 43355A | APOLLO/CONBRACO | CVALF4A | RP | 0.500 | 3644931 | ADDRESSED 1846 PUMP HSE/BLDG FIRE LINE
2160 | WEST CASE RD | 43235-2539 | LPS - Active |  |  |  | LPC |  | 3644932 | DOMESTIC PUMP - ADDRESSED "1846" PUMP HSE/BLDG BOOSTR PUMP DOMESTIC WATER
2160 | WEST CASE RD | 43235-2539 | LPS - Active | 2160PUMP1 |  |  | LST |  | 3644933 | ADDRESSED "1846" PUMP HSE/BLDG BOOSTR PUMP FIRE LINE
2160 | WEST CASE RD | 43235-2539 | LPS - Active | 2160PUMP2 |  |  | LST |  | 3644934 | ADDRESSED "1846" PUMP HSE/BLDG BOOSTR PUMP FIRE LINE
2160 | WEST CASE RD | 43235-2539 | LPS - Active | 2160PUMP3 |  |  | LST |  | 3646739 | ADDRESSED "1846" PUMP HSE/BLDG BOOSTR PUMP FIRE LINE
2160 | WEST CASE RD | 43235-2539 | Not Required by DOW | TK-0960 | WATTS | 957 | RP | 2.500 | 3649505 | WORTHINGTON INDUSTRIES HANGAR 1818 WEST CASE
2335 | WEST CASE RD | 43235-7532 | Not Required by DOW | 219281 | WILKINS | 975 | RP | 0.750 | 58003 | MECHANICAL ROOM # 161 M
2335 | WEST CASE RD | 43235-7532 | Not Required by DOW | 8708 | WATTS | 009PCQT | RP | 0.750 | 58004 | MECHANICAL ROOM #161 M
2335 | WEST CASE RD | 43235-7532 | Active | K1-0098 | WATTS | 957 | RP | 3.000 | 101637 | MECHANICAL ROOM 161 M
2335 | WEST CASE RD | 43235-7532 | Due Install |  |  |  | DCDA | 6.000 | 3652592 | MTR PIT W OF DRIVE
2917 | WEST CASE RD | 43017-1537 | Active | 36804 | WATTS | 919ZQT | RP | 0.750 | 101633 | BASEMENT PAST METER
2925 | WEST CASE RD | 43017-1537 | Active | 4487647 | WILKINS | 975XL2 | RP | 0.750 | 3557370 | AT METER BSMNT CENTER UNDER COUNTER
3300 | WEST CASE RD | 43017- | Active | G046718 | WILKINS | 720A | PVB | 0.750 | 92887 | 5884 KINGHAM PARK NW
3300 | WEST CASE RD | 43017- | Active | G176472 | WILKINS | 720A | PVB | 0.750 | 92888 | 3224 CLEEVE HILL, EAST SIDE
3300 | WEST CASE RD | 43017- | Active | G046651 | WILKINS | 720A | PVB | 0.750 | 92889 | 5833 DYRHAM PARK LEFT FRT
3300 | WEST CASE RD | 43017- | Active | G046042 | WILKINS | 720A | PVB | 0.750 | 92890 | 5874 CHEDWORTH PK, WEST SIDE OF HOUSE
3300 | WEST CASE RD | 43017- | Active | 181836 | WILKINS | 720A | PVB | 0.750 | 92891 | 5866 KINGHAM PARK FRONT RIGHT
3300 | WEST CASE RD | 43017- | Active | A083347 | WILKINS | 720A | PVB | 0.750 | 92892 | 3309 WELSH ABBY FRONT
3300 | WEST CASE RD | 43017- | Active | G183917 | WILKINS | 720A | PVB | 0.750 | 92893 | 3261 WELSH ABBY NORTH
3300 | WEST CASE RD | 43017- | Active | G208774 | WILKINS | 720A | PVB | 0.750 | 93276 | 3230 CLEEVE HILL LEFT FRONT
3300 | WEST CASE RD | 43017- | Active | G208247 | WILKINS | 720A | PVB | 0.750 | 93280 | 3289 CLEEVE HILL LEFT FRONT
3300 | WEST CASE RD | 43017- | Active | G208079 | WILKINS | 720A | PVB | 0.750 | 93283 | 3303 WELSH ABBEY RIGHT CTR
3300 | WEST CASE RD | 43017- | Active | G212949 | WILKINS | 720A | PVB | 0.750 | 96986 | 3269 CLEEVE HILL BACK CTR
3300 | WEST CASE RD | 43017- | Active | 798203 | WATTS | 800M4QT | PVB | 1.000 | 103246 | 3236 CLEEVE HILL LEFT SIDE
3300 | WEST CASE RD | 43017- | Active | 799614 | WATTS | 800M4QT | PVB | 1.000 | 103247 | 3278 CLEEVE HILL LEFT SIDE
3300 | WEST CASE RD | 43017- | Active | 813570 | WATTS | 800M4QT | PVB | 1.000 | 103251 | 5835 CHEDWORTH PARK RIGHT SIDE
3300 | WEST CASE RD | 43017- | Active | 798035 | WATTS | 800M4QT | PVB | 1.000 | 103252 | 5852 DYRHAM PARK RIGHT FRONT
3300 | WEST CASE RD | 43017- | Active | 794746 | WATTS | 800M4QT | PVB | 1.000 | 103286 | 3246 ARMSCOTE RD BACK RIGHT
3300 | WEST CASE RD | 43017- | Active | 827520 | WATTS | 800M4FR | PVB | 1.000 | 103910 | 5871 CHEDWORTH PARK RIGHT FRONT
3300 | WEST CASE RD | 43017- | Active | 827507 | WATTS | 800M4QT | PVB | 1.000 | 3351132 | 3229 CLEEVE HILL, LEFT FRONT
3300 | WEST CASE RD | 43017- | Active | 827506 | WATTS | 800M4QT | PVB | 1.000 | 3351133 | 5860 KINGHAM PARK, RIGHT SIDE
3300 | WEST CASE RD | 43017- | Active | 010403 | WATTS | 800M4FR | PVB | 1.000 | 3603684 | 5865 CHEDWORTH PARK, LEFT SIDE
3300 | WEST CASE RD | 43017- | Active | 010442 | WATTS | 800M4QT | PVB | 1.000 | 3603685 | 3242 CLEEVE HILL, RIGHT SIDE
3300 | WEST CASE RD | 43017- | Active | AJC0019 | WILKINS | 350 | DC | 0.750 | 3604295 | BEHIND-W/SIDE OF METER HSE AT W ENTRANCE
3300 | WEST CASE RD | 43017- | Active | 001802 | WATTS | 800M4QT | PVB | 1.000 | 3604482 | 3235 CLEEVE HILL, RIGHT SIDE
3300 | WEST CASE RD | 43017- | Active | 001835 | WATTS | 800M4QT | PVB | 1.000 | 3605610 | 3241 CLEEVE HILL, LEFT SIDE OF HOUSE
3300 | WEST CASE RD | 43017- | Active | 014817 | WATTS | 800M4QT | PVB | 1.000 | 3606329 | 5846 DYRHAM PARK, RIGHT SIDE
3300 | WEST CASE RD | 43017- | Active | 014202 | WATTS | 800M4QT | PVB | 1.000 | 3606330 | 5840 DYRHAM PARK, RIGHT SIDE
3300 | WEST CASE RD | 43017- | Active | 012799 | WATTS | 800M4QT | PVB | 1.000 | 3606333 | 5834 DYRHAM PARK, RIGHT SIDE
3300 | WEST CASE RD | 43017- | Active | 015424 | WATTS | 800M4QT | PVB | 1.000 | 3606334 | 3260 CLEEVE HILL
3300 | WEST CASE RD | 43017- | Active | A072915 | WILKINS | 720A | PVB | 0.750 | 3610047 | 3256 WELSH ABBEY RD LEFT CENTER
3300 | WEST CASE RD | 43017- | Active | 329794 | WATTS | 800M4FR | PVB | 0.750 | 3610048 | 5878 KINGHAM PARK
3300 | WEST CASE RD | 43017- | Active | G045423 | WILKINS | 720A | PVB | 0.750 | 3610049 | 5858 DYRHAM PARK, RIGHT SIDE
3300 | WEST CASE RD | 43017- | Active | 696002 | WATTS | 800M4FR | PVB | 1.000 | 3610050 | 5861 KINGHAM PARK, LEFT SIDE
3300 | WEST CASE RD | 43017- | Active | t363387 | WILKINS | 720A | PVB | 0.750 | 3610051 | 5836 KINGHAM PARK, RIGHT SIDE
3300 | WEST CASE RD | 43017- | Active | G208487 | WILKINS | 720A | PVB | 0.750 | 3610052 | 3297 WELSH ABBEY RD, RIGHT SIDE
3300 | WEST CASE RD | 43017- | Active | A133478 | WILKINS | 720A | PVB | 0.750 | 3610053 | 3263 RIVER HIGHLANDS, RIGHT SIDE
3300 | WEST CASE RD | 43017- | Active | G045318 | WILKINS | 720A | PVB | 0.750 | 3610054 | 3272 CLEEVE HILL, LEFT SIDE
3300 | WEST CASE RD | 43017- | Active | A006710 | WILKINS | 720A | PVB | 0.750 | 3610055 | 5830 KINGHAM PARK, LEFT SIDE
3300 | WEST CASE RD | 43017- | Active | G208535 | WILKINS | 720A | PVB | 0.750 | 3610056 | 5890 KINGHAM PARK, BACK OF HOUSE
3300 | WEST CASE RD | 43017- | Active | t363377 | WILKINS | 720A | PVB | 0.750 | 3610072 | 3255 WELSH ABBEY RD, BACK OF HOUSE
3300 | WEST CASE RD | 43017- | Active | t417678 | WILKINS | 720A | PVB | 0.750 | 3610097 | 5845 DYRHAM PARK, LEFT SIDE
3300 | WEST CASE RD | 43017- | Active | t366828 | WILKINS | 720A | PVB | 0.750 | 3610098 | 3282 WELSH ABBY, IN A BUSH
3300 | WEST CASE RD | 43017- | Active | G215407 | WILKINS | 720A | PVB | 0.750 | 3610099 | 5859 CHEDWORTH PK, LEFT SIDE
3300 | WEST CASE RD | 43017- | Active | 768534 | WATTS | 800M4QT | PVB | 0.750 | 3610100 | 5853 CHEDWORTH PK, RIGHT SIDE
3300 | WEST CASE RD | 43017- | Active | 094426 | WATTS | 800M4QT | PVB | 1.000 | 3610101 | 5854 KINGHAM PARK, RIGHT SIDE OF HOUSE
3300 | WEST CASE RD | 43017- | Active | 821442 | WATTS | 800M4QT | PVB | 0.750 | 3610102 | 5841 CHEDWORTH PK, LEFT SIDE
3300 | WEST CASE RD | 43017- | Active | cb555604 | WILKINS | 720A | PVB | 0.750 | 3610103 | 3283 CLEEVE HILL, LEFT SIDE
3300 | WEST CASE RD | 43017- | Active | A083592 | WILKINS | 720A | PVB | 0.750 | 3610104 | 3291 WELSH ABBY, LEFT SIDE
3300 | WEST CASE RD | 43017- | Active | A072795 | WILKINS | 720A | PVB | 0.750 | 3610105 | 3272 WELSH ABBY, LEFT SIDE
3300 | WEST CASE RD | 43017- | Active | 190486 | WILKINS | 720A | PVB | 0.750 | 3610106 | 3202 RIVER HIGHLANDS, LEFT SIDE
3300 | WEST CASE RD | 43017- | Active | 181877 | WILKINS | 720A | PVB | 0.750 | 3610107 | 5869 DYRHAM PARK, LEFT SIDE
3300 | WEST CASE RD | 43017- | Active | 794824 | WATTS | 800M4QT | PVB | 0.750 | 3610108 | 5847 CHEDWORTH PK, LEFT SIDE
3300 | WEST CASE RD | 43017- | Active | A083535 | WILKINS | 720A | PVB | 0.750 | 3610109 | 5842 KINGHAM PARK, LEFT SIDE
3300 | WEST CASE RD | 43017- | Active | G046008 | WILKINS | 720A | PVB | 0.750 | 3610110 | 5827 DYRHAM PARK, LEFT SIDE
3300 | WEST CASE RD | 43017- | Active | 314967 | WATTS | 800M4QT | PVB | 0.750 | 3610111 | 5848 KINGHAM PARK, RIGHT SIDE
3300 | WEST CASE RD | 43017- | Active | G185980 | WILKINS | 720A | PVB | 0.750 | 3610152 | 3232 RIVER HIGHLANDS, LEFT SIDE
3300 | WEST CASE RD | 43017- | Active | t417732 | WILKINS | 720A | PVB | 0.750 | 3610168 | 5839 DYRHAM PARK LEFT SIDE
3300 | WEST CASE RD | 43017- | Active | G186262 | WILKINS | 720A | PVB | 0.750 | 3610224 | 3238 RIVER HIGHLANDS
3300 | WEST CASE RD | 43017- | Active | 779752 | WATTS | 800M4QT | PVB | 1.000 | 3610225 | 3266 CLEEVE HILL, LEFT SIDE
3300 | WEST CASE RD | 43017- | Active | t366539 | WILKINS | 720A | PVB | 0.750 | 3610230 | 3258 RIVER HIGHLANDS, RIGHT SIDE
3300 | WEST CASE RD | 43017- | Active | T181212 | WILKINS | 720A | PVB | 0.750 | 3611345 | 3248 CLEEVE HILL
3300 | WEST CASE RD | 43017- | Active | 318643 | WATTS | 800M4FR | PVB | 0.750 | 3611390 | 3245 ARMSCOTE RD, LEFT SIDE
3300 | WEST CASE RD | 43017- | Active | G215211 | WILKINS | 720 | PVB | 0.750 | 3611391 | 3233 ARMSCOTE RD LEFT FRONT
3300 | WEST CASE RD | 43017- | Active | 021111 | WATTS | 800M4QT | PVB | 1.000 | 3611934 | 3254 CLEEVE HILL, LEFT SIDE
3300 | WEST CASE RD | 43017- | Active | 022012 | WATTS | 800M4QT | PVB | 1.000 | 3611935 | 3240 ARMSCOTE RD LEFT FRONT
3300 | WEST CASE RD | 43017- | Active | 021133 | WATTS | 800M4QT | PVB | 1.000 | 3611936 | 3234 ARMSCOTE RD, LEFT SIDE
3300 | WEST CASE RD | 43017- | Active | G045257 | WILKINS | 720A | PVB | 0.750 | 3615269 | 3208 RIVER HIGHLAND, LEFT OF GARAGE
3300 | WEST CASE RD | 43017- | Active | A283665 | WILKINS | 720A | PVB | 0.750 | 3615270 | 5849 KINGHAM PARK, LEFT FRONT SIDE OF HOUSE
3300 | WEST CASE RD | 43017- | Active | A106954 | WILKINS | 720A | PVB | 0.750 | 3615271 | 3253 RIVER HIGHLAND, FRONT OF HOUSE
3300 | WEST CASE RD | 43017- | Active | A083549 | WILKINS | 720A | PVB | 0.750 | 3615272 | 5837 KINGHAM PARK, -LEFT FRONT
3300 | WEST CASE RD | 43017- | Active | T363375 | WILKINS | 720A | PVB | 0.750 | 3615273 | 3239 RIVER HIGHLAND RIGHT CENTER BEHIND BUSHES
3300 | WEST CASE RD | 43017- | Active | G208819 | WILKINS | 720A | PVB | 0.750 | 3615389 | 5863 DYRHAM PK, LEFT OF HOUSE
3300 | WEST CASE RD | 43017- | Active | 176052 | WILKINS | 720A | PVB | 0.750 | 3615390 | 3296 CLEEVE HILL, LEFT OF HOUSE
3300 | WEST CASE RD | 43017- | Active | G217769 | WILKINS | 720A | PVB | 0.750 | 3615391 | 5851 DYRHAM PK, LEFT OF HOUSE
3300 | WEST CASE RD | 43017- | Active | G215349 | WILKINS | 720A | PVB | 0.750 | 3615392 | 3196 RIVER HIGHLANDS WAY, RIGHT SIDE OF FRONT DOOR
3300 | WEST CASE RD | 43017- | Active | 296304 | WATTS | 800M4FR | PVB | 0.750 | 3615393 | 3244 RIVER HIGHLAND WAY, RIGHT OF HOUSE
3300 | WEST CASE RD | 43017- | Active | t372365 | WILKINS | 720A | PVB | 0.750 | 3616669 | 3268 RIVER HIGHLANDS WAY, LEFT FRONT SIDE OF HOUSE
3300 | WEST CASE RD | 43017- | Active | A072728 | WILKINS | 720A | PVB | 0.750 | 3616670 | 3298 WELSH ABBEY, LEFT OF HOUSE
3300 | WEST CASE RD | 43017- | Active | 182001 | WILKINS | 720 | PVB | 0.750 | 3616672 | 3267 WELSH ABBEY, REAR OF BUILDING
3300 | WEST CASE RD | 43017- | Active | T188167 | WILKINS | 720A | PVB | 0.750 | 3616837 | 5872 KINGHAM PARK, RIGHT OF HOUSE
3300 | WEST CASE RD | 43017- | Active | A006794 | WILKINS | 720A | PVB | 0.750 | 3622746 | 3214 RIVER HIGHLANDS
3300 | WEST CASE RD | 43017- | Active | F059243 | WILKINS | 720A | PVB | 1.000 | 3622747 | 5857 DYRHAM PARK
3300 | WEST CASE RD | 43017- | Active | H245315 | FEBCO | 765 | PVB | 0.750 | 3622748 | 3220 RIVER HIGHLAND FRONT
3300 | WEST CASE RD | 43017- | Active | G214961 | WILKINS | 720A | PVB | 1.000 | 3650311 | 3239 ARMSCOTE RD
3221 | WEST CASE RD UNIT A | 43017-1555 | Active | 2989 | FEBCO | 765 | PVB | 1.000 | 60222 | RIGHT SIDE OF BUILDING
3247 | WEST CASE RD UNIT A | 43017-1555 | Active | 3134 | FEBCO | 765 | PVB | 1.000 | 60288 | RIGHT SIDE OF BUILDING
380 | WEST RIVER DR | 43123- | Due Install |  |  |  | RP |  | 3603757
218 | WEST ST | 43215- | Active | 176714 | FEBCO | 825YA | RP | 2.000 | 57527 | AT METER PIT SW CORNER BY RR TRUCKS
157 | WESTBELT DR | 43228-3839 | Active | 189564 | WATTS | 009QT | RP | 1.000 | 55443 | IN UNIT OF 1575
1575 | WESTBELT DR | 43228-3839 | In Review |  |  |  | RP |  | 3639067
1605 | WESTBELT DR | 43228-3809 | Active | 10514 | WATTS | 919QT | RP | 1.500 | 55594 | N END OF BLDG IN CLOSET NEXT TO METER
1614 | WESTBELT DR | 43228-3810 | Active | A259645 | FEBCO | 825Y | RP | 1.500 | 87491 | LOADING DOCK Between Doors 20 &21 AT WATER RISER
1614 | WESTBELT DR | 43228-3810 | Active | YE-1343 | AMES | 300 | DCDA | 6.000 | 3635102 | ON FIRE LINE
1614 | WESTBELT DR | 43228-3810 | Active | 77928 | AMES | 2000 | DC | 0.750 | 3657859 | ON FIRE LINE in pit
1635 | WESTBELT DR | 43228- | Active | AMA01413 | WILKINS | 975 | RP | 1.500 | 3557583 | NORTHEAST CORNER IN 1655
1635 | WESTBELT DR | 43228- | Active | YH-1173 | AMES | 300 | DCDA | 8.000 | 3651070 | NORTHEAST CORNER VAULT
1635 | WESTBELT DR | 43228- | LPS - Active |  |  |  | LST |  | 3651071 | NORTHEAST PUMP ROOM IN 1655
1635 | WESTBELT DR | 43228- | Active | 78791 | AMES | 2000 | DC | 0.750 | 3658756 | NORTHEAST CORNER VAULT
1640 | WESTBELT DR | 43228 | Active | ABJ5901 | WILKINS | 975XL | RP | 0.750 | 3652865 | IN WALL RESTROOM
1680 | WESTBELT DR | 43228-3812 | Active | 5016459 | WILKINS | 975XL2 | RP | 1.500 | 3557584 | IN 1720 METER ROOM
1680 | WESTBELT DR | 43228-3812 | Active | YG-1629 | WATTS | 757 | DCDA | 6.000 | 3635988 | IN 1720 METER ROOM
1680 | WESTBELT DR | 43228-3812 | Active | 09348 | WATTS | LF007M3QT | DC | 0.750 | 3657850 | IN 1720 METER ROOM
1685 | WESTBELT DR | 43228-3809 | Active | ACQ1991 | WILKINS | 975XL2 | RP | 2.000 | 3557585 | Riser room space 1721
1685 | WESTBELT DR | 43228-3809 | Active | XJ-0583 | AMES | COLT 300-GV | DCDA | 6.000 | 3650447 | Riser room space 1721
1685 | WESTBELT DR | 43228-3809 | Active | 75066 | AMES | 2000BM3 | DC | 0.750 | 3659193 | Riser room space 1721
1849 | WESTBELT DR | 43228-3813 | Not Required by DOW | 339272 | WATTS | 009M2PCQT | RP | 0.750 | 56401 | IN WAREHOUSE BEHIND MIXING TANKS
1849 | WESTBELT DR | 43228-3813 | Active | 06603 | WATTS | 009M2QT | RP | 1.500 | 56402 | SE WAREHOUSE BEHIND SHELVING AT WATER METER
1849 | WESTBELT DR | 43228-3813 | Not Required by DOW | 731634 | WILKINS | 975A | RP | 1.500 | 56403 | IN WAREHOUSE BEHIND MIXING TANKS
2107 | WESTBELT DR | 43228 | Active | N1109080651 | FEBCO | 856 | DCDA | 8.000 | 101199 | LARGE SS HOT BOX BEHIND NEW CHAIN LINK FENCE
2107 | WESTBELT DR | 43228 | Active | H023979 | FEBCO | 805Y | DC | 0.750 | 102222 | IN SILVER HOT BOX
2107 | WESTBELT DR | 43228 | Active | 4092198 | wilkins | 975xl | RP | 0.750 | 102223 | SW CORNER OF ENTRANCE IN HOT BOX
2120 | WESTBELT DR | 43228-3820 | Due Install |  |  |  | RP |  | 3628154 | IN METER ROOM JUST PAST KITCHENETTE ON RIGHT.
2165 | WESTBELT DR | 43228- | Active | 260480 | WATTS | LF009M2QT | RP | 1.000 | 3557586 | IN CLOSET ON FRONT WALL OF OFFICE IN 2177
2200 | WESTBELT DR | 43228-3820 | Removed | 162867REM | WATTS | 009QT | RP | 0.750 | 57608 | **REMOVED****PRODUCE ROOM
2200 | WESTBELT DR | 43228-3820 | Active | 19321 | WATTS | 009QT | RP | 0.750 | 57609 | ON CHILLER MAKE UP WATER LINE
2200 | WESTBELT DR | 43228-3820 | Active | 74588 | WATTS | 919QT | RP | 0.750 | 57610 | AT 3-COMP SINK IN PRODUCE ROOM
2200 | WESTBELT DR | 43228-3820 | Active | 59107 | WATTS | 919QT | RP | 0.750 | 3622886 | PRODUCE ROOM
2200 | WESTBELT DR | 43228-3820 | Active | 64275 | WATTS | 919QT | RP | 0.750 | 3622887 | PRODUCE ROOM
2200 | WESTBELT DR | 43228-3820 | Due Install |  |  |  | DCDA | 8.000 | 3644744 | PRODUCE ROOM
2200 | WESTBELT DR | 43228-3820 | Due Install |  |  |  | RP | 2.000 | 3644745 | PRODUCE ROOM
2201 | WESTBELT DR | 43228-3821 | Active | 260474 | WATTS | LFOO9M2QT | RP | 1.000 | 3557587 | FRONT WALL OF WAREHOUSE BY LOADING DOCK BAY 5
2250 | WESTBELT DR | 43228-3820 | Active | FF-1674 | AMES | MAXIM 400 | RP | 3.000 | 87382 | SE CORNER AT FIRE RISER ABOVE DCDA
2250 | WESTBELT DR | 43228-3820 | Active | YJ-1669 | AMES | COLT 300-GV | DCDA | 6.000 | 3638254 | SE CORNER AT FIRE RISER
2250 | WESTBELT DR | 43228-3820 | Active | 83348 | WATTS | LF919-QT | RP | 1.000 | 3638255 | SE CORNER AT FIRE RISER
2250 | WESTBELT DR | 43228-3820 | Active | 79458 | AMES | 2000BM3 | DC | 0.750 | 3658873 | SE CORNER AT FIRE RISER
2251 | WESTBELT DR | 43228- | Active | 28840 | WATTS | LF919QT | RP | 1.500 | 3557588 | FRONT WALL OF WAREHOUSE BETWEEN DOCK DOORS 4 AND 5 IN 2225.
2251 | WESTBELT DR | 43228- | Active | YG-1177 | AMES | 300GV | DCDA | 8.000 | 3628132 | PROPERTY FRONT IN VAULT BY FDC
2251 | WESTBELT DR | 43228- | Active | 78485 | AMES | 2000 | DC | 0.750 | 3658637 | PROPERTY FRONT IN VAULT BY FDC
2330 | WESTBELT DR | 43228-3822 | Active | 253915 | WATTS | 909M1QT | RP | 1.500 | 57984 | MECHANICAL ROOM AT WATER METER
2340 | WESTBELT DR | 43228-3822 | Active | 2001150 | AMES | 2000SS | DC | 4.000 | 58012 | FIRST FLOOR NORTH WEST MECH ROOM
2340 | WESTBELT DR | 43228-3822 | Active | 796108 | WILKINS | 975XL | RP | 2.000 | 58013 | FIRST FLOOR NORTH WEST MECH ROOM
2350 | WESTBELT DR | 43228 | Active | 27219 | WATTS | 007M1QT | DC | 0.750 | 90800 | FIRE PUMP/ MECH ROOM
2350 | WESTBELT DR | 43228 | Active | 1467611205 | AMES | 3000SS | DCDA | 6.000 | 90801 | FIRE PUMP/ MECH ROOM
2350 | WESTBELT DR | 43228 | Replaced | 2304696REP | WILKINS | 975XLBMS | RP | 1.500 | 95008 | REPLACED- BOILER ROOM
2350 | WESTBELT DR | 43228 | Active | 4090965 | WILKINS | 975XL | RP | 1.500 | 3610046 | BOILER ROOM/FIRE PUMP ROOM
2350 | WESTBELT DR | 43228 | LPS - Active |  |  |  | LST |  | 3639666 | FIRE PUMP - BOILER ROOM/FIRE PUMP ROOM
2350 | WESTBELT DR | 43228 | Due Install |  |  |  | RP | 8.000 | 3639667 | BOILER ROOM/FIRE PUMP ROOM. PIT IN FRONT OF WAFFLED HOUSE
2351 | WESTBELT DR | 43228-3823 | Active | J028727 | FEBCO | 825Y | RP | 2.000 | 102455 | 350' S OF ROBERTS RD ON RT SIDE IN HOT BOX
2351 | WESTBELT DR | 43228-3823 | Active | N1201060639 | FEBCO | 856 | DCDA | 8.000 | 102456 | IN SILVER HOT BOX
2351 | WESTBELT DR | 43228-3823 | Active | H023868 | FEBCO | 805Y | DC | 0.750 | 102457 | IN SILVER HOT BOX
2360 | WESTBELT DR | 43228-3822 | Removed | 122182REM | WATTS | LF009M2QT | RP | 1.000 | 58067 | IN WATER METER ROOM
2360 | WESTBELT DR | 43228-3822 | Active | 264057 | WATTS | LF009M2QT | RP | 1.000 | 3653234 | IN WATER METER ROOM
2470 | WESTBELT DR | 43228-3825 | Active | 456837 | WATTS | 909M1QT | RP | 2.000 | 58401 | TRUCK WASH BAY
2470 | WESTBELT DR | 43228-3825 | Not Required by DOW | 34885 | WATTS | 919QT | RP | 0.750 | 58402 | WASH BAY E WALL (SERVICE BAY-CLEANING SYSTEM)
2470 | WESTBELT DR | 43228-3825 | Not Required by DOW | 31631 | WILKINS | 975 | RP | 1.000 | 58403 | WASH BAY-WEST WALL (SERVICE BAY- FUEL ISLAND, HOSE BIBB)
2541 | WESTBELT DR | 43228-3826 | Active | XD-1341 | AMES | 300-GV | DCDA | 6.000 | 3557589
2541 | WESTBELT DR | 43228-3826 | Active | 193161 | WATTS | 009M2 | RP | 2.000 | 3649665 | CENTER FRONT
2541 | WESTBELT DR | 43228-3826 | Active | 71859 | AMES | 2000BM3 | DC | 0.750 | 3654569 | CENTER FRONT
2550 | WESTBELT DR | 43228-3827 | Active | 4710960 | WILKINS | 975XL2 | RP | 2.000 | 58614 | MECHANICAL ROOM
2580 | WESTBELT DR | 43228-3827 | Not Required by DOW | H387684 | FEBCO | 765 | PVB | 0.750 | 3557590 | EAST SIDE OF BUILDING FACING 270
2580 | WESTBELT DR | 43228-3827 | Active | 5004630 | WILKINS | 975XL2 | RP | 2.000 | 3635797 | IN BUILDING WHERE SERVICE ENTERS
2580 | WESTBELT DR | 43228-3827 | Active | 36876B | WILKINS | 350ASTDA | DCDA | 8.000 | 3635798 | WATER METER PIT
2580 | WESTBELT DR | 43228-3827 | Active | HC71042 | WILKINS | 950XLD | DC | 0.750 | 3657076 | WATER METER PIT
2600 | WESTBELT DR | 43228-3829 | Active | 417891 | WATTS | 009QT | RP | 2.000 | 58721 | JUST OUTSIDE OF PARTS ROOM. 6 FIRE IN PIT RIGHT SIDE OF DRIVE
2600 | WESTBELT DR | 43228-3829 | Active | 1103185 | AMES | 3000SSA | DCDA | 6.000 | 3641324 | JUST OUTSIDE OF PARTS ROOM. 6" FIRE IN PIT RIGHT SIDE OF DRIVE
2600 | WESTBELT DR | 43228-3829 | Active | 32589 | WATTS | 007M1QT | DC | 0.750 | 3655014 | JUST OUTSIDE OF PARTS ROOM. 6" FIRE IN PIT RIGHT SIDE OF DRIVE
2625 | WESTBELT DR | 43228-3828 | Not Required by DOW | 4594618 | Wilkins | 975XL2 | RP | 0.750 | 58798 | BOILER RM 2ND FLOOR TRUCK SHOP
2625 | WESTBELT DR | 43228-3828 | Not Required by DOW | 149502 | WATTS | 909 | RP | 3.000 | 58799 | NORTHEAST CORNER OF WASH BAY
2625 | WESTBELT DR | 43228-3828 | Not Required by DOW | 164305 | WILKINS | 975 | RP | 2.000 | 58800 | Terminal Bldg Utility Closet
2625 | WESTBELT DR | 43228-3828 | Not Required by DOW | 048993 | WATTS | 009M2QT | RP | 1.500 | 58801 | NORTHEAST CORNER OF WASH BAY
2625 | WESTBELT DR | 43228-3828 | Not Required by DOW | 2CL0925 | AMES | 2000SS | DC | 6.000 | 58802 | Terminal Bldg Sprinkler House South
2625 | WESTBELT DR | 43228-3828 | Not Required by DOW | 2CL0165 | AMES | 2000SS | DC | 6.000 | 58803 | Terminal Bldg SPRINKLER HOUSE West
2625 | WESTBELT DR | 43228-3828 | Not Required by DOW | B05422 | WILKINS | 975 | RP | 3.000 | 58804 | EAST WALL OF SHOP
2625 | WESTBELT DR | 43228-3828 | Active | TH-0773 | AMES | 400 | RP | 8.000 | 3633692 | IN HOTBOX
2720 | WESTBELT DR | 43228-3871 | Active | 69692 | AMES | 2000BM3 | DC | 0.750 | 3557591 | VAULT NORTH OF DRIVE
2720 | WESTBELT DR | 43228-3871 | Active | WE-1787 | AMES | 3000CIV | DCDA | 6.000 | 3651072 | VAULT NORTH OF DRIVE
2720 | WESTBELT DR | 43228-3871 | Active | 280388 | WATTS | 009M2QT | RP | 1.000 | 3653456 | SW CORNER OF BUILDING INSIDE MAN DOOR
2725 | WESTBELT DR | 43228-3896 | Active | AC07290 | WILKINS | 975XL2 | RP | 1.500 | 3557592 | HOT BOX
2725 | WESTBELT DR | 43228-3896 | Active | 35710B | WILKINS | 350ASTDA | DCDA | 8.000 | 3651073
2725 | WESTBELT DR | 43228-3896 | Active | HC55631 | WILKINS | 950XLD | DC | 0.750 | 3657114
2771 | WESTBELT DR | 43228- | Active | 01144 | WATTS | 919QT | RP | 1.500 | 87492 | South Center Door (2775) Inside Wall Left of Door.
2771 | WESTBELT DR | 43228- | Active | 65089 | WILKINS | 950XLD | DC | 0.750 | 99494 | Pit along Westbelt Road and Property
2771 | WESTBELT DR | 43228- | Active | 1726330610 | WILKINS | 350ASTDA | DCDA | 8.000 | 99495 | Pit along Westbelt Road and Property
2781 | WESTBELT DR | 43228-3862 | Active | 01067 | WATTS | 909QT | RP | 1.500 | 87493 | NE Corner - Along East Wall
2781 | WESTBELT DR | 43228-3862 | Not Required by DOW | 312012 | WATTS | 009QT | RP | 0.500 | 88126 | NE Corner - Along East Wall
2781 | WESTBELT DR | 43228-3862 | Active | 172628 | AMES | 3000SS | DCDA | 8.000 | 99370 | PIT IN BACK BY POND
2781 | WESTBELT DR | 43228-3862 | Active | 65087 | AMES | 2000B | DC | 0.750 | 99371 | PIT IN BACK BY POND
2781 | WESTBELT DR | 43228-3862 | Not Required by DOW | 347334 | WATTS | 009M2QT | RP | 2.000 | 99888 | 25' HIGH ABOVE CONNECTOR HALL IN NORTH BUILDING
2120 | WESTBELT DR UNIT B | 43228-3820 | Active | 130725 | WILKINS | 975XLBMS | RP | 1.500 | 57355 | EAST WALL PRODUCTION ROOM
2120 | WESTBELT DR UNIT B | 43228-3820 | Active | 01435 | AMES | 4000B | RP | 1.250 | 57356 | PRODUCTION NORTH WALL EXIT DOOR
2120 | WESTBELT DR UNIT B | 43228-3820 | Due Install |  |  |  | DCDA | 6.000 | 3605749
5695 | WESTBOURNE AV | 43213-1486 | Active | W226341 | WILKINS | 975XL | RP | 1.000 | 67626 | WEST WALL OF WAREHOUSE
5670 | WESTBOURNE AVE | 43213-1485 | Active | 05612 | WATTS | 009M3QT | RP | 0.750 | 67562 | NORTHEAST CORNER NEXT TO METER
5680 | WESTBOURNE AVE | 43213-1448 | Active | W045433 | WILKINS | 975 | RP | 0.750 | 67588 | NORTH CORNER ON GROUND
5688 | WESTBOURNE AVE | 43213-1487 | Active | 32270 | WATTS | 919QT | RP | 1.000 | 67600 | SE OFFICE IN 5702 WESTBOURNE AVE
5706 | WESTBOURNE AVE | 43213-1400 | Active | 4254837 | WILKINS | 975XL2 | RP | 1.000 | 67679 | SE CORNER OF WAREHOUSE 5712 WESTBOURNE AVE
5720 | WESTBOURNE AVE | 43213-1400 | Active | ABF3259 | WILKINS | 975XL2 | RP | 1.000 | 67714 | SW WALL OF WAREHOUSE
5729 | WESTBOURNE AVE | 43213-1449 | Active | 74010 | WATTS | 009M2PCQT | RP | 1.000 | 67741 | EAST WALL IN WAREHOUSE
5729 | WESTBOURNE AVE | 43213-1449 | Removed | 3073618REM | WILKINS | 975XL | RP | 0.750 | 103014 | REMOVED-BACK OF SHOP ABOVE CONFERENCE ROOM
5735 | WESTBOURNE AVE | 43213-4406 | Active | 4742119 | WILKINS | 975XL | RP | 0.750 | 67755 | WEST WALL OF WAREHOUSE
5738 | WESTBOURNE AVE | 43213-1400 | Active | 21268 | WATTS | 009PCQT | RP | 1.000 | 67763 | S.W. WALL OF WAREHOUSE
5752 | WESTBOURNE AVE | 43213-1400 | Active | 4321250 | WILKINS | 975XL2 | RP | 0.750 | 67824 | SW WALL OF WAREHOUSE
5755 | WESTBOURNE AVE | 43213-1488 | Active | W175367 | WILKINS | 975XL | RP | 0.750 | 67834 | WEST WALL OF WAREHOUSE BEHIND OFFICE AREA
5770 | WESTBOURNE AVE | 43213-1400 | Active | ABF2005 | WILKINS | 975XL2 | RP | 0.750 | 67910 | SOUTH WALL WEST OF WAREHOUSE
5815 | WESTBOURNE AVE | 43213-1459 | Active | 563345 | WILKINS | 975XL | RP | 1.500 | 68068 | MECHANICAL ROOM NEXT TO METER
5831 | WESTBOURNE AVE | 43213-1459 | Replaced | 557795REP | WATTS | 919AQT | RP | 0.750 | 68104 | REPLACED- EQUIPMENT ROOM IN POOL HOUSE
5831 | WESTBOURNE AVE | 43213-1459 | Removed | REM53210 | WATTS | 919AQT | RP | 0.750 | 3610215 | EQUIPMENT ROOM IN POOL HOUSE
5831 | WESTBOURNE AVE | 43213-1459 | Removed | 34259REM | WATTS | 008PCQT | SVB | 0.500 | 3636831 | IN KITCHEN ABOVE SINK
5831 | WESTBOURNE AVE | 43213-1459 | Active | ALA10161 | WILKINS | 975XL | RP | 1.000 | 3641445 | AT WATER METER IN MECH ROOM ON FRONT AT BUILDING
6335 | westbourne ave |  | New Construction |  |  |  | RP | 4.000 | 3659659
6335 | westbourne ave |  | New Construction |  |  |  | DCDA | 8.000 | 3659660
6335 | westbourne ave |  | New Construction |  |  |  | DC | 0.750 | 3659661
5249 | WESTBREEZE CT | 43026-9496 | Active | 321096 | WATTS | 800M4QT | PVB | 1.000 | 93106 | RIGHT SIDE OF HOUSE
5674 | WESTBRIAR CT | 43026-8108 | Replaced | REPF082515 | WILKINS | 720A | PVB | 0.750 | 100400 | REPLACED- RIGHT SIDE OF HOUSE
5674 | WESTBRIAR CT | 43026-8108 | Active | F082515 | FEBCO | 765 | PVB | 1.000 | 3611942 | DO NOT CONFUSE WITH 5674 WESTBRIAR DR - LEFT SIDE OF HOUSE
5695 | WESTBRIAR CT | 43026-8108 | Active | G217018 | WILKINS | 720A | PVB | 0.750 | 67627 | REAR OF HOUSE
5698 | WESTBRIAR CT | 43026-8108 | Active | A10797 | FEBCO | 765 | PVB | 0.750 | 94894 | RIGHT SIDE
5571 | WESTBRIAR DR | 43026-8506 | Replaced | 010281REP | WATTS | 800M4FR | PVB | 1.000 | 94895 | REPLACED- LEFT SIDE OF HOME
5571 | WESTBRIAR DR | 43026-8506 | Removed | 018799REM | WATTS | 800M4FR | PVB | 1.000 | 3610173 | LEFT SIDE OF HOME
5592 | WESTBRIAR DR | 43026-8505 | Active | 2718 | FEBCO | 765 | PVB | 0.750 | 67352 | LEFT SIDE OF HOUSE
5598 | WESTBRIAR DR | 43026-8505 | Replaced | 337101REP | WILKINS | 720A | PVB | 0.750 | 94896 | REPLACED- LEFT FRONT OF HOUSE
5598 | WESTBRIAR DR | 43026-8505 | Removed | CB236331REM | WILKINS | 720A | PVB | 0.750 | 3610186 | LEFT FRONT OF HOUSE
5619 | WESTBRIAR DR | 43026-8506 | Active | N053167 | WILKINS | 720A | PVB | 0.750 | 94897 | LEFT SIDE
5654 | WESTBRIAR DR | 43026-8505 | Active | H0488274 | FEBCO | 765 | PVB | 1.000 | 67511 | LH SIDE
5659 | WESTBRIAR DR | 43026-8506 | Active | CB636486 | WILKINS | 720A | PVB | 0.750 | 3557725 | RIGHT SIDE OF HOUSE
5665 | WESTBRIAR DR | 43026-8506 | Active | CAA36838 | WILKINS | 720A | PVB | 1.000 | 3557726 | LEFT SIDE OF HOUSE
5666 | WESTBRIAR DR | 43026-8151 | Active | G246668 | WILKINS | 720A | PVB | 0.750 | 98742 | RIGHT SIDE OF HOUSE
5674 | WESTBRIAR DR | 43026-8151 | Active | H012701 | FEBCO | 765 | PVB | 1.000 | 90679 | DO NOT CONFUSE WITH 5674 WESTBRIAR CT - LEFT SIDE OF HOUSE
5687 | WESTBRIAR DR | 43026-8153 | Active | T3154421 | WILKINS | 720A | PVB | 0.750 | 3557729 | RIGHT SIDE
5690 | WESTBRIAR DR | 43026-8151 | Replaced | CB023474REP | WILKINS | 720A | PVB | 1.000 | 67608 | REPLACED- RIGHT SIDE OF HOUSE
5690 | WESTBRIAR DR | 43026-8151 | Active | T252155 | WILKINS | 720A | PVB | 1.000 | 3610172 | RIGHT SIDE OF HOUSE
2211 | WESTBROOKE DR | 43228- | Not Required by DOW | H045490 | FEBCO | 765 | PVB | 1.500 | 57633 | SE CORNER OF BLDG @ 2219 WESTBROOK DR BLDG M
2211 | WESTBROOKE DR | 43228- | Removed | 437619REM | WATTS | 909M1QT | RP | 1.500 | 101498 | GRAPHITE MACHINE REMOVED
2211 | WESTBROOKE DR | 43228- | Removed | REM437769 | WATTS | 909M1QT | RP | 1.500 | 101499 | WHITE LUBE MACHINE REMOVED
2211 | WESTBROOKE DR | 43228- | Active | AC08202 | WILKINS | 975XL2 | RP | 2.000 | 3641294 | SE CORNER OF BLDG @ 2219 WESTBROOK DR BLDG M
2211 | WESTBROOKE DR | 43228- | Active | XH-1831 | AMES | COLT 300GV | DCDA | 6.000 | 3641295 | SE CORNER OF BLDG @ 2219 WESTBROOK DR BLDG M
2211 | WESTBROOKE DR | 43228- | Active | 74849 | AMES | 2000BM3 | DC | 0.750 | 3656086 | SE CORNER OF BLDG @ 2219 WESTBROOK DR BLDG M
2249 | WESTBROOKE DR | 43228-9643 | Active | FD1372 | WATTS | 957 | RP | 2.500 | 94899 | AT METER NORTH END OF BLDG
2249 | WESTBROOKE DR | 43228-9643 | Due Install |  |  |  | DCDA | 8.000 | 3635419 | ON FIRE LINE
2249 | WESTBROOKE DR | 43228-9643 | Due Install |  |  |  | RP | 3.000 | 3635420 | domestic mtr not contained *sd*
2252 | WESTBROOKE DR | 43228-9416 | Active | L47911 | WILKINS | 375 | RP | 2.500 | 57782 | NW CORNER IN METER ROOM--2252 WESTBROOKE DR.LBX CODE IS #2016
2252 | WESTBROOKE DR | 43228-9416 | Active | 152655 | WATTS | LF009M3QT | RP | 0.750 | 3625085 | IN WAREHOUSE NEAR WATER METER @ 2276 WESTBROOKE
2252 | WESTBROOKE DR | 43228-9416 | Due Install |  |  |  | RP | 3.000 | 3635843
2252 | WESTBROOKE DR | 43228-9416 | Due Install |  |  |  | DCDA | 6.000 | 3636662
2329 | WESTBROOKE DR | 43228-9530 | Active | 24353 | WATTS | 009 | RP | 3.000 | 57979 | METER ROOM AT 2329 WESTBROOK DR BLDG B
2329 | WESTBROOKE DR | 43228-9530 | In Review |  |  |  | DCDA |  | 3636209
2329 | WESTBROOKE DR | 43228-9530 | In Review |  |  |  | RP |  | 3636212
2330 | WESTBROOKE DR | 43228-9416 | Active | 4323769 | WILKINS | 975XL | RP | 1.500 | 57985 | BACK ROOM AT WATER METER
2330 | WESTBROOKE DR | 43228-9416 | Not Required by DOW | 4857356 | WILKINS | 975XL | RP | 0.750 | 57986 | in water meter room
4001 | WESTBURY | 43054 | Active | G251728 | WILKINS | 720A | PVB | 0.750 | 99125 | RIGHT SIDE
4011 | WESTBURY | 43054-8162 | Active | G205052 | WILKINS | 720A | PVB | 0.750 | 91653 | LEFT SIDE OF HOUSE
4021 | WESTBURY | 43054-8162 | Active | T415863 | WILKINS | 720A | PVB | 0.750 | 86995 | LEFT SIDE OF HOUSE
4031 | WESTBURY | 43054-8162 | Active | T034725 | WILKINS | 720A | PVB | 0.750 | 100726 | LEFT SIDE
4041 | WESTBURY | 43054 | Active | 351880 | WATTS | 800M4QT | PVB | 0.750 | 101550 | LEFT CORNER FRONT OF HOUSE
4051 | WESTBURY | 43054-8162 | Active | 229659 | WATTS | 800M4QT | PVB | 0.750 | 62779 | FRONT RIGHT
4061 | WESTBURY | 43054-8162 | Active | 229713 | WATTS | 800M4FR | PVB | 0.750 | 62802 | FRONT RIGHT
4071 | WESTBURY | 43054-8162 | Active | EAK2301 | WILKINS | 720A | PVB | 0.750 | 62823 | FRONT RIGHT
4081 | WESTBURY | 43054-8162 | Active | 229712 | WATTS | 800M4QT | PVB | 0.750 | 62852 | FRONT RIGHT
4091 | WESTBURY | 43054-8162 | Active | G217761 | WILKINS | 720A | PVB | 0.750 | 96314 | LEFT SIDE OF HOUSE
7826 | WESTBURY CT | 43016-8546 | Active | G208820 | WILKINS | 720A | PVB | 0.750 | 102492 | LEFT FRONT
3281 | WESTBURY DR | 43221-1560 | Active | B000096 | WATTS | 800M4QT | PVB | 1.000 | 60357 | FRONT OF HOUSE
3348 | WESTBURY DR | 43221-1563 | Active | W151527 | Wilkins | 975XL | RP | 0.750 | 3557903 | BASEMENT
6519 | WESTBURY DR | 43016 | Active | 565282 | APOLLO | PVB4A | PVB | 1.000 | 70162 | RIGHT SIDE
6524 | WESTBURY DR | 43016-8520 | Active | 181699 | WILKINS | 720A | PVB | 0.750 | 70174 | RIGHT SIDE OF HOUSE
6527 | WESTBURY DR | 43016-8530 | Active | T603544 | WILKINS | 720A | PVB | 1.000 | 70191 | LEFT CENTER
6535 | WESTBURY DR | 43016-8530 | Active | 587247 | WILKINS | 720A | PVB | 0.750 | 70212 | RIGHT FRONT
6556 | WESTBURY DR | 43016-8520 | Replaced | G185698REP | WILKINS | 720A | PVB | 0.750 | 70245 | REPLACED- FRONT RIGHT CORNER OF HOUSE
6556 | WESTBURY DR | 43016-8520 | Active | T209734 | WILKINS | 720A | PVB | 0.750 | 3609741 | RIGHT FRONT
6591 | WESTBURY DR | 43016-8530 | Active | 572452 | WILKINS | 720A | PVB | 0.750 | 70286 | RIGHT SIDE OF HOUSE
6604 | WESTBURY DR | 43016-8554 | Active | T082841 | WILKINS | 720A | PVB | 0.750 | 88513 | LEFT SIDE
6607 | WESTBURY DR | 43016-8555 | Active | A083292 | WILKINS | 720A | PVB | 0.750 | 87560 | LEFT HAND SIDE
6612 | WESTBURY DR | 43016-8554 | Active | 792918 | WILKINS | 720A | PVB | 0.750 | 70382 | RIGHT SIDE OF HOUSE
6615 | WESTBURY DR | 43016 | Active | G142880 | WILKINS | 720A | PVB | 0.750 | 97301 | RIGHT SIDE
6620 | WESTBURY DR | 43016-8554 | Active | HA44389 | FEBCO | 765 | PVB | 0.750 | 70392 | RIGHT HAND SIDE
6628 | WESTBURY DR | 43016-8553 | Active | G151929 | WILKINS | 720A | PVB | 0.750 | 100312 | LEFT FRONT
6644 | WESTBURY DR | 43016-8553 | Active | F031668 | WILKINS | 720A | PVB | 0.750 | 97277 | LEFT SIDE
6647 | WESTBURY DR | 43016-8579 | Active | G212806 | WILKINS | 720A | PVB | 0.750 | 96129 | LEFT SIDE
6655 | WESTBURY DR | 43016-8579 | Active | T415352 | WILKINS | 720A | PVB | 0.750 | 70439 | LEFT SIDE
6668 | WESTBURY DR | 43016-8553 | Active | F031629 | WILKINS | 720A | PVB | 0.750 | 99628 | LEFT SIDE
5801 | WESTCHESTER CT | 43085-3858 | Active | G171767 | WILKINS | 720A | PVB | 0.750 | 92617 | LEFT SIDE OF HOUSE
5807 | WESTCHESTER CT | 43085-3858 | Active | CA1055 | FEBCO | 765 | PVB | 0.750 | 94901 | FRONT OF HOUSE
5454 | WESTCHESTER WDS BLVD | 43026-7967 | Active | 4718560 | WILKINS | 975XL | RP | 0.750 | 66938 | SW CORNER OF STORAGE ROOM NEXT TO WATER METER
5561 | WESTCHESTER WDS BLVD | 43026-7970 | Active | W149699 | WILKINS | 975XL | RP | 1.500 | 67307 | NW MECHANICAL ROOM
7758 | WESTCROSS DR | 43054 | Active | CAA46495 | WILKINS | 720A | PVB | 0.750 | 3653153 | Left side
7761 | WESTCROSS DR | 43054 | Active | T439542 | WILKINS | 720A | PVB | 0.750 | 3652959
7764 | WESTCROSS DR | 43054 | Active | EAF6087 | WILKINS | 720 | PVB | 0.750 | 3653922 | RIGHT SIDE
7767 | WESTCROSS DR | 43054 | Active | EAE8743 | WILKINS | 720 | PVB | 0.750 | 3654899 | RIGHT SIDE
7770 | WESTCROSS DR | 43054 | Active | T419117 |  |  | PVB | 0.750 | 3653207
7773 | WESTCROSS DR | 43054 | Active | EAF5787 | WILKINS | 720 | PVB | 0.750 | 3653757 | LEFT SIDE
7779 | WESTCROSS DR | 43054 | Active | CAA67196 | WILKINS | 720 | PVB | 0.750 | 3653570
7782 | WESTCROSS DR | 43054 | Active | T423972 |  |  | PVB | 0.750 | 3653270
7785 | WESTCROSS DR | 43054 | Active | EAF6150 | WILKINS | 720A | PVB | 0.750 | 3653817 | RIGHT SIDE
7788 | WESTCROSS DR | 43054 | Active | T424219 |  |  | PVB | 0.750 | 3653209
7791 | WESTCROSS DR | 43054 | Active | EAF6455 | WILKINS | 720A | PVB | 0.750 | 3653977 | LEFT SIDE OF HOUSE
7794 | WESTCROSS DR | 43054 | Active | T423986 | WILKINS | 720A | PVB | 0.750 | 3652898 | Left side of the house
7797 | WESTCROSS DR | 43054 | Active | T439685 | WILKINS | 720A | PVB | 0.750 | 3652986 | Left side of the house
7800 | WESTCROSS DR | 43054 | Active | CAA46497 | WILKINS | 720A | PVB | 0.750 | 3652958 | RIGHT SIDE OF THE HOUSE
5522 | WESTERVILLE CROSSING DR | 43081-9630 | Active | CB215293 | WILKINS | 720A | PVB | 1.000 | 3585299 | LEFT SIDE OF THE HOUSE
5622 | WESTERVILLE CROSSING DR | 43081- | Inactive | 3169288 | WILKINS | 975XL2 | RP | 1.000 | 67446 | UNDER FAKE ROCK NE WESTVL RD & WESTVL CROSSING ENTRANCE
2710 | WESTERVILLE RD | 43224-4439 | Active | ABA50825 | WILKINS | 975XL2 | RP | 0.750 | 3557985
2728 | WESTERVILLE RD | 43224-4439 |  |  |  |  | RP |  | 3557989
2746 | WESTERVILLE RD | 43224-4439 | NULL | [5 empty] | 3557992
2750 | WESTERVILLE RD | 43224-4439 | NULL | [5 empty] | 3557993
2811 | WESTERVILLE RD | 43224-4445 | Due Install | [5 empty] | 3558008
2830 | WESTERVILLE RD | 43224-4474 | Active | AMA13044 | WILKINS | 975XL3 | RP | 1.500 | 59407 | SE CORNER OF BLDG ON FLOOR @ WATER METER
2945 | WESTERVILLE RD | 43224-4562 | Not Required by DOW | [5 empty] | 3558022
3088 | WESTERVILLE RD | 43224-3838 | Active | 233444 | WATTS | LF009M2QT | RP | 1.000 | 59936 | IN BASEMENT AT WATER METER
3088 | WESTERVILLE RD | 43224-3838 | Due Install |  |  |  | RP | 1.000 | 3650578 | IN BASEMENT AT WATER METER
3124 | WESTERVILLE RD | 43224-3890 | Active | 4661832 | WILKINS | 975XL | RP | 0.750 | 3558035 | W UNIT AT MIDDLE INTERIOR WALL AT WATER METER
3137 | WESTERVILLE RD | 43224-3877 | Active | A40855 | WATTS | 009M1PCQT | RP | 1.500 | 97746 | at entry between drives in hot box
3156 | WESTERVILLE RD | 43224- | Inactive | [5 empty] | 3558036
3226 | WESTERVILLE RD | 43081 | Active | 30354 | WATTS | 919AQT | RP | 1.000 | 102778 | AT WATER METER
3226 | WESTERVILLE RD | 43081 | Not Required by DOW | 32709 | WATTS | 919AQT | RP | 0.750 | 103129 | AT WATER METER
3251 | WESTERVILLE RD | 43224-3751 | Not Required by DOW | 109874 | WATTS | 909 | RP | 2.500 | 60309 | USE 6/3/15 CAG. COMPUTER ROOM STORAGE ABOVE COPERATE OFFICES
3251 | WESTERVILLE RD | 43224-3751 | Not Required by DOW | 146023 | WATTS | 909 | RP | 3.000 | 60310 | USE 6/3/15 CAG. INSIDE STORE PRESS ROOM BY MAIN WATER INLET
3251 | WESTERVILLE RD | 43224-3751 | Not Required by DOW | 2GM2049 | AMES | 2000SS | DC | 8.000 | 60312 | Use 6/3/16 Cag. North FIRE PUMP HOUSE off Innis
3251 | WESTERVILLE RD | 43224-3751 | Not Required by DOW | 2GM2018 | AMES | 2000SS | DC | 8.000 | 60314 | Use 6/3/16 Cag. South fire PUMP HOUSE 2 off westerville rd
3251 | WESTERVILLE RD | 43224-3751 | Not Required by DOW | XI-0377 | AMES | COLT 300-GV | DCDA | 8.000 | 3650537 | VAULT SE CORNER OF PROP
3251 | WESTERVILLE RD | 43224-3751 | Active | 36101C | WILKINS | 375AST | RP | 4.000 | 3655694 | HOT BOX LEFT OF GUARD SHACK
3251 | WESTERVILLE RD | 43224-3751 | Active | 74248 | AMES | 2000BM3 | DC | 0.750 | 3655733 | VAULT SE CORNER OF PROP
3251 | WESTERVILLE RD | 43224-3751 | Active | 7017943 | AMES | COLT300 | DCDA | 8.000 | 3656116 | VAULT SE CORNER OF PROP
3337 | WESTERVILLE RD | 43224-3751 | Active | 56774 | WATTS | 919QT | RP | 0.750 | 3611422 | SE CORNER OF BUILDING
3425 | WESTERVILLE RD | 43224-3055 | Active | 2898988 | WILKINS | 975XLBMS | RP | 0.750 | 94607 | MECH FRONT BLDG
3425 | WESTERVILLE RD | 43224-3055 | Active | 2868997 | WILKINS | 975XLBMS | RP | 0.750 | 94608
3439 | WESTERVILLE RD | 43224-3055 | Active | 111118 | WATTS | 009QT | RP | 0.750 | 60741 | UTILITY ROOM
3487 | WESTERVILLE RD | 43224- | Due Install |  |  |  | RP | 0.750 | 3558057
3567 | WESTERVILLE RD | 43224 | Active | 6509B | WILKINS | 350ASTDA | DCDA | 6.000 | 3620071 | SE SIDE IN GARAGE AREA
3567 | WESTERVILLE RD | 43224 | Active | 4284839 | WILKINS | 950XLD | DC | 0.750 | 3620072 | SW SIDE IN GARAGE AREA
3567 | WESTERVILLE RD | 43224 | Active | 4303224 | WILKINS | 975 | RP | 1.500 | 3620074 | MECH RM MIDDLE OF BLDG
3580 | WESTERVILLE RD | 43224- | Due Install | [5 empty] | 3558067
3603 | WESTERVILLE RD | 43224-2538 | Active | 147035 | WATTS | 909 | RP | 3.000 | 61264 | IN RESTROOM OF MECHANICAL GARAGE
3670 | westerville rd | 43224-2555 | Active | ZA-1405 | AMES | COLT 400 | RP | 6.000 | 3558072 | HOTBOX
3670 | westerville rd | 43224-2555 | New Construction |  |  |  | DCDA | 8.000 | 3659553
3670 | westerville rd | 43224-2555 | New Construction |  |  |  | DC | 0.750 | 3659554
3900 | WESTERVILLE RD | 43224-1862 | Not Required by DOW | 104414 | WATTS | 009QT | RP | 2.000 | 62146 | NORTHWEST STORAGE ROOM AT THE PRO SHOP
3900 | WESTERVILLE RD | 43224-1862 | Not Required by DOW | 03097 | WATTS | 009QT | RP | 1.500 | 62147 | NORTHEAST CORNER OF MAINT. BUILDING
3900 | WESTERVILLE RD | 43224-1862 | Not Required by DOW | 344519 | WATTS | 909M1QT | RP | 1.500 | 62148 | SOUTHSIDE OF BUILDING INSIDE
3900 | WESTERVILLE RD | 43224-1862 | Active | SJ-2283 | WATTS | 957 | RP | 6.000 | 3636563 | IN HOTBOX NORTH OF PIT
3900 | WESTERVILLE RD | 43224-1862 | Not Required by DOW | B328565 | WILKINS | 375XLRP | RP | 0.750 | 3646639 | MECH ROOM
3935 | WESTERVILLE RD | 43224-1863 | Active | A006835 | FEBCO | 805Y | DC | 0.750 | 62257 | METER PIT AT STREET
3935 | WESTERVILLE RD | 43224-1863 | Active | 9807241369 | FEBCO | 856 | DCDA | 6.000 | 62258 | METER PIT AT STREET
3935 | WESTERVILLE RD | 43224-1863 | Not Required by DOW |  |  |  | RP |  | 3633131 | AT WATER METER IN FURN/HWT CLOSET OF APARTMENT
4085 | WESTERVILLE RD | 43224-1870 | Active | W026187 | WILKINS | 975XLBMS | RP | 1.000 | 87746 | USE 6/3/15 CAG. STORAGE ROOM (JOHN DEERE)
4310 | WESTERVILLE RD | 43231-6029 | Active | 278536 | WATTS | LF009M2QT | RP | 1.000 | 3558095
4400 | WESTERVILLE RD | 43231-6030 | Due Install |  |  |  | RP | 1.000 | 3558097
4657 | westerville rd |  | New Construction |  |  |  | RP | 4.000 | 3659544
4657 | westerville rd |  | New Construction |  |  |  | RPDA | 6.000 | 3659545
4657 | westerville rd |  | New Construction |  |  |  | RP | 0.750 | 3659546
4909 | WESTERVILLE RD | 43231-4907 | Active | 13940 | WATTS | 919QT | RP | 2.000 | 65690 | IN WATER METER ROOM NE CORNER OF BUILDING (4909 WESTERVILLE RD)
4909 | WESTERVILLE RD | 43231-4907 | Active | 71980 | AMES | 2000B | DC | 0.750 | 3649660 | IN WATER METER PIT NE CORNER OF PROPERTY NEAR RD (4909 WESTERVILLE RD)
4909 | WESTERVILLE RD | 43231-4907 | Active | 1217 | AMES | COLT 300AGV | DCDA | 6.000 | 3654222 | IN WATER METER PIT NE CORNER OF PROPERTY NEAR RD (4909 WESTERVILLE RD)
4938 | WESTERVILLE RD | 43231-4900 | Active | 09068 | WATTS | 007M1QT | DC | 1.500 | 65461 | MECH RM BASEMENT ABOVE WATER HEATER
4938 | WESTERVILLE RD | 43231-4900 | Active | 29924 | WATTS | 919QT | RP | 1.500 | 3630261 | BASEMENT BATHROOM
5001 | WESTERVILLE RD | 43231-4909 | Active | 145327 | WATTS | 909 | RP | 3.000 | 65689 | MECHANICAL ROOM NW END OF BLDG
5001 | WESTERVILLE RD | 43231-4909 | In Review |  |  |  | RP | 8.000 | 3636488
5060 | WESTERVILLE RD | 43231 | Active | WL-2454 | AMES | COLT 400 | RP | 4.000 | 3654868 | North/left of club house add, 5050 in black hot box
5060 | WESTERVILLE RD | 43231 | Active | WL-0655 | AMES | COLT 300-GV | DCDA | 8.000 | 3654869 | North/left of club house in green hot box
5060 | WESTERVILLE RD | 43231 | Active | 68513 | AMES | 2000BM3 | DC | 0.750 | 3654870 | North/left of club house in green hot box
5075 | WESTERVILLE RD | 43231-4909 | Active | 343666 | WATTS | 007M3-FP | DC | 0.750 | 3558108 | SW CORNER OF BUILDING
5075 | WESTERVILLE RD | 43231-4909 | Active | OB2577 | WATTS | 757 | DCDA | 8.000 | 3608090 | SW CORNER OF BUILDING
5075 | WESTERVILLE RD | 43231-4909 | Active | 37946C | WILKINS | 375AST | RP | 3.000 | 3636670 | At water meter in closet inside 5075
5150 | WESTERVILLE RD | 43231 | Active | ABB13503 | WILKINS | 975XL2 | RP | 1.000 | 3652613 | HOTBOX ON NW CORNER
5199 | WESTERVILLE RD | 43231-4913 | Active | 3JL0957 | AMES | 3000SS | DC | 6.000 | 66298 | REAR - MECHANICAL ROOM
5199 | WESTERVILLE RD | 43231-4913 | Active | 91618 | WATTS | 007QT | DC | 0.750 | 66299 | REAR MECHANICAL ROOM
5199 | WESTERVILLE RD | 43231-4913 | Active | 4638653 | WILKINS | 975 | RP | 0.750 | 3633354 | IN CLOSET AT WATER METER
5220 | WESTERVILLE RD | 43231-4914 | Active | ABP6145 | Wilkins | 975XL2 | RP | 0.750 | 3558112 | BASEMENT
5230 | WESTERVILLE RD | 43231-4914 | Active | ABAA2065 | Wilkins | 975XL2 | RP | 0.750 | 3558113 | BASEMENT
5280 | WESTERVILLE RD | 43231-4914 | Removed | 96766REM | WATTS | 009QT | RP | 0.750 | 66546 | ***REMOVED BLDG DOWN*** INSIDE FURNANCE ROOM
5436 | WESTERVILLE RD | 43081-8939 | Not Required by DOW | 4B00484 | AMES | 4000SS | RP | 2.500 | 66901 | ABOVE FRONT ENTRANCE
5436 | WESTERVILLE RD | 43081-8939 | Active | TH-1517 | WATTS | 957 | RP | 6.000 | 3633681
5700 | WESTERVILLE RD | 43081-9362 | Active | W104647 | WILKINS | 975 | RP | 0.750 | 67661 | MECH ROOM
5755 | WESTERVILLE RD | 43081-9366 | Active | 86483 | WATTS | 919QT | RP | 0.750 | 67835 | EAST SIDE BY WATER METER
5767 | WESTERVILLE RD | 43081-9366 | Not Required by DOW | 672876 | WATTS | 800M4QT | PVB | 1.000 | 97321 | MENS RESTROOM
5767 | WESTERVILLE RD | 43081-9366 | Active | 16998 | WATTS | 919AQT | RP | 1.000 | 100786 | MEN'S RESTROOM
5777 | WESTERVILLE RD | 43081-9366 | Active | 347674 | WATTS | 909QT | RP | 0.750 | 67938 | IN CLOSET AT FRONT DOOR TO WATER METER
5777 | WESTERVILLE RD | 43081-9366 | Active | 26654 | WILKINS | 350ASTDA | DCDA | 4.000 | 3652478
5777 | WESTERVILLE RD | 43081-9366 | Active | HC56441 | WILKINS | 350 | DC | 0.750 | 3652479
6199 | WESTERVILLE RD | 43081 | Not Required by DOW | 25245 | WATTS | 919AQT | RP | 1.500 | 3636579 | MECH ROOM FOR WASH BAY
6199 | WESTERVILLE RD | 43081 | Active | SH-1233 | AMES | COLT500GV | RPDA | 6.000 | 3636608 | IN HOTBOX AT ENTRANCE TO PROPERTY
6199 | WESTERVILLE RD | 43081 | Active | 76473 | WATTS | 919QT | RP | 0.750 | 3636609 | IN HOTBOX AT ENTRANCE TO PROPERTY FIRE SIDE CAR
6199 | WESTERVILLE RD | 43081 | Active | 090064 | WATTS | 009M2QT | RP | 1.500 | 3641486 | IN HOTBOX AT ENTRANCE NORTH OF DRIVE
6199 | WESTERVILLE RD | 43081 | Not Required by DOW | 136281 | WATTS | 009 | RP | 2.000 | 3641489 | MECH ROOM AT WATER RISER
6199 | WESTERVILLE RD | 43081 | Not Required by DOW | 35624 | WATTS | 919 | RP | 2.000 | 3642506 | NORTHWEST CORNER OF WASHBAY
6211 | WESTERVILLE RD | 43081 | Not Required by DOW | 4973283XLTC | WILKINS | 975XL2 | RP | 2.000 | 69392 | NORTH WALL OF WAREHOUSE/GARAGE
6211 | WESTERVILLE RD | 43081 | Removed | 1158840801REM | AMES | 3000SS | DCDA | 6.000 | 69394 | ***REMOVED*** IN METER PIT AT THE ENTRANCE TO THE COMPLEX
6211 | WESTERVILLE RD | 43081 | Removed | 191510REM | WATTS | 009QT | RP | 2.000 | 69395 | REMOVED*** ***SW CORNER IN MECH ROOM METER
6211 | WESTERVILLE RD | 43081 | Removed | 50439REM | WATTS | 007QT | DC | 0.750 | 69396 | ***REMOVED*** IN THE PIT AT EAST END AND ON THE NORTHSIDE OF THE DR.
6211 | WESTERVILLE RD | 43081 | Not Required by DOW | W003630 | WILKINS | 975 | RP | 1.000 | 69397 | SW OF S OFFICE BLDG 1ST FLOOR MECH ROOM
6211 | WESTERVILLE RD | 43081 | Active | L113227 | WILKINS | 375 | RP | 3.000 | 3629406 | 6235 W (BACK) -NW OF S OFFICE BLDG AT WATER METER -OUTSIDE DR
6211 | WESTERVILLE RD | 43081 | Not Required by DOW | B172264 | WILKINS | 375XL | RP | 0.750 | 3629407 | MECHANICAL ROOM
6211 | WESTERVILLE RD | 43081 | Active | 64674 | WATTS | 919QT | RP | 0.750 | 3629793 | IN HOT BOX AT ENTRANCE INTO COMPLEX
6211 | WESTERVILLE RD | 43081 | Active | RC-0523 | AMES | COLT 500-GV | RPDA | 6.000 | 3629794 | IN HOT BOX AT ENTRANCE INTO COMPLEX
6211 | WESTERVILLE RD | 43081 | Not Required by DOW | 22968 | WATTS | 919QT | RP | 1.500 | 3633069 | WATER METER ROOM NW OF S OFFICE BLDG OUTSIDE DR
2626 | WESTERVILLE RD UNIT A | 43211- | Active | 31277 | AMES | 2000B | DC | 0.750 | 101924 | BOILER ROOM LINDEN E.S.
2626 | WESTERVILLE RD UNIT A | 43211- | Active | 1268630608 | AMES | 3000SS | DCDA | 4.000 | 101925 | BOILER ROOM - LINDEN E.S.
2626 | WESTERVILLE RD UNIT A | 43211- | Not Required by DOW | 217044 | WATTS | 009M2-FP | RP | 1.000 | 101926 | BOILER ROOM LINDEN E.S.
2626 | WESTERVILLE RD UNIT A | 43211- | Active | 170728 | WATTS | 909 | RP | 3.000 | 101927 | 2626 CLEVELAND AVE/ Linden Elementary BOILER ROOM
6189 | WESTERVILLE RD UNIT A | 43081 | Removed | 059012REM | WATTS | 007M3QT | DC | 0.750 | 3619863 | TRAILER OFFICE SOUTH SIDE OF ROAD
6189 | WESTERVILLE RD UNIT A | 43081 | Active | 423925 | WATTS | LF009M3QT | RP | 0.750 | 3656689 | TRAILER OFFICE SOUTH SIDE OF ROAD
6189 | WESTERVILLE RD UNIT B | 43081 | Replaced | 05377REP | AMES | 4000B | RP | 1.500 | 69296 | REPLACED- FRONT OF BUILDING IN HOT BOX
6189 | WESTERVILLE RD UNIT B | 43081 | Active | 08168 | AMES | 4000B | RP | 1.50 | 3351172 | FRONT OF BUILDING IN HOT BOX
3000 | WESTERVILLE RD UNIT REAR | 43224-4518 | Active | 75389 | WATTS | 009QT | RP | 0.750 | 59774 | AT WATER METER SW CORNER
3660 | westerville rd unit watr |  | Active | 268492 | WATTS | LF009M2QT | RP | 2.000 | 3659561 | HEATED ENCLOSURE
3660 | westerville rd unit watr |  | Active | 4C-1882 | AMES | COLT 300 | DCDA | 4.000 | 3659562 | METER VAULT
3660 | westerville rd unit watr |  | Active | 75490 | AMES | 2000BM3 | DC | 0.750 | 3659563
3309 | WESTERVILLE WDS DR | 43231-9206 | Active | 279416 | WATTS | 800QT | PVB | 0.750 | 60449 | EAST SIDE OF HOUSE
4229 | WESTLETON CT | 43221-4930 | Active | 177166 | RAINBIRD | 100 | PVB | 1.000 | 63348 | FRONT
4235 | WESTLETON CT | 43221-4930 | Active | 10816 | FEBCO | 765 | PVB | 0.750 | 63371 | OUTSIDE CENTER FRONT OF HOME
4245 | WESTLETON CT | 43221-4930 | Active | AC4379 | FEBCO | 765 | PVB | 0.750 | 63399 | IN FRONT BY BAY WINDOW (FRONT OF HOUSE)
4248 | WESTLETON CT | 43221-4930 | Active | T121868 | WILKINS | 720A | PVB | 0.750 | 63401 | SOUTH END OF HOUSE
4255 | WESTLETON CT | 43221-4930 | Active | 644570 | WILKINS | 720A | PVB | 1.000 | 63431 | RIGHT REAR BY ELECTRIC METER
4255 | WESTLETON CT | 43221-4930 | Active | T599263 | WILKINS | 720A | PVB | 1.000 | 63432 | LEFT CENTER BY GAS METER
4255 | WESTLETON CT | 43221-4930 | Due Install |  |  |  | RP |  | 3659493 | AT METER
4258 | WESTLETON CT | 43221-4930 | Active | 513540 | WILKINS | 720A | PVB | 1.000 | 63445 | RIGHT SIDE OF HOUSE
3159 | WESTMILLS DR | 43204-2166 | Active | H023610 | FEBCO | 765 | PVB | 0.750 | 100821 | RIGHT SIDE OF HOUSE BY A/C AND GARAGE
2488 | WESTMONT BLVD | 43221-3333 | Active | 176819 | WATTS | LF009M2QT | RP | 2.000 | 3558569 | SOUTH OUTSIDE METER ROOM DOOR
2567 | WESTMONT BLVD | 43221-3332 | Active | CB548753 | WILKINS | 720A | PVB | 0.750 | 3558585 | RIGHT SIDE
2608 | WESTMONT BLVD | 43221-3333 | Active | 569564 | WATTS | 800QT | PVB | 1.000 | 58753 | 12' LEFT OF FRONT DOOR
2674 | WESTMONT BLVD | 43221-3354 | Active | CB601380 | WILKINS | 720A | PVB | 0.750 | 3558608 | LEFT SIDE OF HOUSE
2694 | WESTMONT BLVD | 43221-3354 | Active | 4220 | FEBCO | 765 | PVB | 1.000 | 58971 | RIGHT SIDE OF HOUSE
2560 | WESTMONT RD | 43221-3333 | Active | CB120443 | WILKINS | 720AU | PVB | 0.750 | 3558628 | RIGHT SIDE
7175 | WESTON CT | 43016-7902 | Active | EAE9943 | WILKINS | 720A | PVB | 0.750 | 3589378 | BACK LEFT OF HOUSE
7180 | WESTON CT | 43016-7902 | Active | H448214 | FEBCO | 765 | PVB | 0.750 | 92423 | FRONT JUST RIGHT OF DOOR
7183 | WESTON CT | 43016-7902 | Active | 302214 | WATTS | 800CMQT | PVB | 0.750 | 71561 | RH SIDE
6537 | WESTON E CIR | 43016 | Active | 325567 | APOLLO/CONBRACO | PVB | PVB | 0.750 | 88102 | LEFT HAND SIDE
6538 | WESTON E CIR | 43016 | Active | H514894 | FEBCO | 765 | PVB | 0.750 | 96909 | LEFT FRONT
6553 | WESTON E CIR | 43016 | Active | T239746 | WILKINS | 720A | PVB | 0.750 | 3585624
6562 | WESTON E CIR | 43016 | Replaced | G171713REP | WILKINS | 720A | PVB | 0.750 | 93402 | REPLACED- LEFT SIDE
6562 | WESTON E CIR | 43016 | Active | T197881 | WILKINS | 720A | PVB | 0.750 | 3610022 | LEFT SIDE
6570 | WESTON E CIR | 43016 | Active | G167603 | WILKINS | 720A | PVB | 0.750 | 95163 | BACK OF HOUSE
6578 | WESTON E CIR | 43016 | Active | G183868 | WILKINS | 720A | PVB | 0.750 | 92677 | LEFT SIDE
6585 | WESTON E CIR | 43016 | Active | 194452 | WATTS | 800QT | PVB | 0.750 | 70279 | RIGHT SIDE
6586 | WESTON E CIR | 43016 | Active | 752656 | WILKINS | 720A | PVB | 0.750 | 70281 | LEFT SIDE
6594 | WESTON E CIR | 43016 | Active | 194456 | WATTS | 800QT | PVB | 0.750 | 70287 | RIGHT HAND SIDE OF HOUSE
6601 | WESTON E CIR | 43016 | Active | t300086 | WILKINS | 720A | PVB | 0.750 | 70361 | LEFT FRONT
6609 | WESTON E CIR | 43016 | Active | 229709 | WATTS | 800QT | PVB | 0.750 | 70369 | RIGHT FRONT
6618 | WESTON E CIR | 43016-9442 | Active | T418420 | WILKINS | 720A | PVB | 0.750 | 70388 | LEFT CENTER
3629 | WESTON PL | 43214-3624 | Active | T131858 | WILKINS | 720A | PVB | 0.750 | 102975 | RIGHT SIDE OF HOUSE
5616 | WESTON TRAIL DR | 43026-7690 | Active | CB101187 | WILKINS | 720A | PVB | 0.750 | 87539 | RIGHT FRONT CORNER OF HOUSE
5628 | WESTON TRAIL DR | 43026-7690 | Active | H087669 | FEBCO | 765 | PVB | 0.750 | 91506 | RIGHT SIDE NEAR FRONT
5638 | WESTON TRAIL DR | 43026-7690 | Active | F137595 | WILKINS | 720A | PVB | 0.750 | 100658 | RIGHT SIDE
5639 | WESTON TRAIL DR | 43026-7693 | Active | CB113328 | WILKINS | 720A | PVB | 0.750 | 3584387 | LEFT SIDE
5648 | WESTON TRAIL DR | 43026-7690 | Active | ho64029 | FEBCO | 765 | PVB | 0.750 | 67490 | RIGHT SIDE
5672 | WESTON TRAIL DR | 43026-7690 | Active | 488377 | WILKINS | 720A | PVB | 0.750 | 67566 | LEFT SIDE OF HOUSE
5682 | WESTON TRAIL DR | 43026 | Active | T013492 | WILKINS | 720A | PVB | 0.750 | 67591 | LEFT SIDE OF HOUSE
5690 | WESTON TRAIL DR | 43228- | Active | 880247 | WILKINS | 975XLBMS | RP | 1.000 | 67609 | FRONT ENTRY WAY BY BRICK WALL NORTH EAST CORNER LEPPERT AND WESTON.
6450 | WESTON W CIR | 43016-7724 | Active | H492154 | FEBCO | 765 | PVB | 0.750 | 95218 | RIGHT SIDE OF HOUSE
6482 | WESTON W CIR | 43016-7724 | Active | T074589 | WILKINS | 720A | PVB | 0.750 | 92424 | LEFT SIDE
6498 | WESTON W CIR | 43016-7724 | Active | H616839 | FEBCO | 765 | PVB | 0.750 | 103518 | LEFT SIDE OF HOUSE
6513 | WESTON W CIR | 43016-7730 | Active | eaf8825 | WILKINS | 720A | PVB | 0.750 | 70152 | LEFT SIDE
6521 | WESTON W CIR | 43016 | Active | 185931 | WILKINS | 720A | PVB | 0.750 | 91802 | RIGHT SIDE
6522 | WESTON W CIR | 43016 | Active | 296474 | WILKINS | 720A | PVB | 0.750 | 91968 | REAR OF HOUSE
6673 | WESTON W CIR | 43016-7900 | Active | A006746 | WILKINS | 720A | PVB | 0.750 | 70468 | RIGHT SIDE OF HOUSE
6674 | WESTON W CIR | 43016-7901 | Active | 902555 | WILKINS | 720A | PVB | 0.750 | 70469 | RIGHT FRONT
6682 | WESTON W CIR | 43016 | Active | H176861 | FEBCO | 765 | PVB | 0.750 | 70480 | FRONT LEFT SIDE
2077 | WESTOVER RD | 43221-3733 | Active | t389567 | WILKINS | 720A | PVB | 1.000 | 91240 | LEFT SIDE OF HOUSE
1307 | WESTPHAL AVE | 43227-2040 | Active | 87914 | WATTS | 919AQT | RP | 0.750 | 3559044 | BASEMENT
5200 | WESTPOINTE PLZ | 43026- | Not Required by DOW | 1774065 | WILKINS | 975 | RP | 0.750 | 66384 | NORTH SIDE OF BUILDING / MIDDLE OF STORE ABOVE SEAFOOD COOLER
5200 | WESTPOINTE PLZ | 43026- | Removed | 246772REM | WATTS | 009QT | RP | 0.500 | 66385 | EAST SIDE OF BUILDING IN BACK MIDDLE ON TOP OF COOLER
5200 | WESTPOINTE PLZ | 43026- | Removed | 246792REM | WATTS | 009QT | RP | 0.500 | 66386 | N SIDE OF BUILDING BY EYE WASH ON TOP OF COOLER
5200 | WESTPOINTE PLZ | 43026- | Not Required by DOW | 206143 | WATTS | 909 | RP | 4.000 | 89193 | SPRINKLER VALVE ROOM
5200 | WESTPOINTE PLZ | 43026- | Replaced | 138284REP | AMES | 3000SS | DCDA | 8.000 | 96378 | REPLACED- RISER ROOM
5200 | WESTPOINTE PLZ | 43026- | Not Required by DOW | 22939 | WATTS | 009M2QT | RP | 1.500 | 96379 | RISER IN GARDEN CENTER
5200 | WESTPOINTE PLZ | 43026- | Not Required by DOW | 1383810204 | AMES | 2000SS | DC | 8.000 | 3610217 | RISER ROOM
5200 | WESTPOINTE PLZ | 43026- | Active | 22077B | WILKINS | 350ASTDA | DCDA | 10.000 | 3644596 | in compliance
5200 | WESTPOINTE PLZ | 43026- | Active | 097469 | WATTS | LF009M2QT | RP | 1.500 | 3644597 | HOTBOX AT ENTRANCE OFF TRABUE RD
5200 | WESTPOINTE PLZ | 43026- | Active | HC43310 | WILKINS | 950XL2 | DC | 0.750 | 3651713
5252 | WESTPOINTE PLZ | 43026- | Due Install |  |  |  | RP | 1.500 | 3559080 | EAST MOST PIT SOUTH OF WALMART GARDEN CENTER
5400 | WESTPOINTE PLZ | 43026- | Not Required by DOW | 102369 | WATTS | 009M2QT | RP | 0.750 | 66810 | REAR CENTER OF BLDG, IN METER RM-SPRINKLER RM - 5275 WESTPOINT PLZ
5400 | WESTPOINTE PLZ | 43026- | Not Required by DOW | 111025 | WATTS | 909 | RP | 2.500 | 66811 | 5275 WEST POINTE PLAZA DR, REAR CENTER OF BUILDING IN METER ROOM
5400 | WESTPOINTE PLZ | 43026- | Not Required by DOW | 113102 | WATTS | 709 | DC | 6.000 | 66812 | REAR CENTER OF BUILDING IN METER ROOM--FIRE SPRINKLER, 5275 WESTPOINT PL
5400 | WESTPOINTE PLZ | 43026- | Not Required by DOW | 117725 | AMES | 2000SS | DC | 4.000 | 66813 | MECH ROOM (GANDER MOUNTAIN) - 5388 WESTPOINTE PLAZA DR
5400 | WESTPOINTE PLZ | 43026- | Not Required by DOW | 13832 | WILKINS | 975 | RP | 3.000 | 66814 | SOUTHWEST CORNER OF LEASE SPACE (5331)
5400 | WESTPOINTE PLZ | 43026- | Not Required by DOW | 13930 | WILKINS | 975 | RP | 3.000 | 66815 | BESIDE BACK DOOR (5470)
5400 | WESTPOINTE PLZ | 43026- | Not Required by DOW | 146493 | WATTS | 009M2QT | RP | 2.000 | 66817 | MECH ROOM - 5388 WESTPOINTE PLAZA DR
5400 | WESTPOINTE PLZ | 43026- | Not Required by DOW | 155920 | WATTS | 909 | RP | 3.000 | 66818 | REAR AT RADIO SHACK
5400 | WESTPOINTE PLZ | 43026- | Not Required by DOW | 170081 | WATTS | 009M1PCQT | RP | 2.000 | 66819 | VACANT RM NEXT TO GANDER MTN IN A PANEL ON LEFT REAR (5364 WEST PO
5400 | WESTPOINTE PLZ | 43026- | Not Required by DOW | 209504 | WATTS | 009M1PCQT | RP | 2.000 | 66820 | MECH ROOM BACK OF BUILDING (OUTSIDE)
5400 | WESTPOINTE PLZ | 43026- | Not Required by DOW | 431335 | WILKINS | 975 | RP | 2.000 | 66821 | SOUTHWEST CORNER OF LEASE SPACE (5253)
5400 | WESTPOINTE PLZ | 43026- | Not Required by DOW | 87241 | WATTS | 007M2QT | DC | 0.750 | 66822 | METER RM REAR CENTER OF BLDG - 5275 WESTPOINT PLZ
5400 | WESTPOINTE PLZ | 43026- | Not Required by DOW | 9705091387 | FEBCO | 870 | DC | 6.000 | 66823 | 5336 WESTPOINTE PLAZA DR, BACK NW SIDE OF BUILDING (LOADING DOCK)
5400 | WESTPOINTE PLZ | 43026- | Not Required by DOW | F0306130719 | FEBCO | 856 | DCDA | 6.000 | 66824 | RISER ROOM
5400 | WESTPOINTE PLZ | 43026- | Not Required by DOW | H001439 | FEBCO | 805YB | DC | 0.75 | 66825 | RISER ROOM MARSHALL 5400 ENTER OUTSIDE
5400 | WESTPOINTE PLZ | 43026- | Not Required by DOW | 39596REM | WATTS | 009M3QT | RP | 0.750 | 99156 | REMOVED-5336 WESTPOINTE PLAZA DR, BEHIND FISH TANKS
5400 | WESTPOINTE PLZ | 43026- | Not Required by DOW | 397020 | WATTS | 009M3QT | RP | 0.750 | 3607525 | 5336 WESTPOINTE PL, WATER STOR TANK/FILTRATION SYS BEHIND FISH TANKS
5400 | WESTPOINTE PLZ | 43026- | Active | VK-2250 | AMES | COLT 400 | RP | 8.000 | 3644595 | HOT BOX NW CORNER OF PROP IN FRONT OF 5466
5400 | WESTPOINTE PLZ | 43026- | Not Required by DOW | N2204251006 | FEBCO | 876 | DCDA | 8.000 | 3654140 | MECH ROOM (HOBBY LOBBY) - 5376 WESTPOINTE PLAZA DR
5400 | WESTPOINTE PLZ | 43026- | Not Required by DOW | 45590 | WATTS | 719QT | DC | 0.750 | 3654141 | MECH ROOM (HOBBY LOBBY) - 5376 WESTPOINTE PLAZA DR
2587 | WESTROCK DR | 43026- | Active | 48409 | FEBCO | 765 | PVB | 1.000 | 58685 | BEHIND ENTRY WALL WEST
64 | WESTVIEW AVE | 43214- | Due Install |  |  |  | RP | 1.500 | 3559184
64 | WESTVIEW AVE | 43214- | Active | 051701 | WATTS | 909 | RP | 0.750 | 3640903 | AT BOILER
78 | WESTVIEW AVE | 43214- | Due Install |  |  |  | RP |  | 3559187
21 | WESTVIEW AVE | 43214-1427 | Removed | G102627REM | WILKINS | 720A | PVB | 1.000 | 94905 | LEFT FRONT
422 | WESTVIEW CENTER PLZ | 43228-2975 | Removed | 934540REM | WILKINS | 975 | RP | 2.000 | 63328 | LEFT REAR OF UNIT REMOVED
4220 | WESTVIEW CENTER PLZ | 43228-2975 | Active | ACN8151 | WILKINS | 975XL2 | RP | 2.000 | 3635949 | IN STORAGE ROOM. N/E IN MARKET
6966 | WESTVIEW DR | 43085-2399 | Active | T025133 | WILKINS | 720A | PVB | 0.750 | 99781 | BACK OF HOUSE
4275 | WESTWARD AVE | 43228-1045 | Active | 20435 | WATTS | 909 | RP | 4.000 | 63489 | NE CORNER OF SHOP
4275 | WESTWARD AVE | 43228-1045 | Active | 1679800311 | AMES | 2000SS | DC | 6.000 | 99820 | AFTER THE WATER METER
4221 | WESTWARD AVE UNIT A | 43228-1045 | Due Install |  |  |  | RP | 1.500 | 3559259 | IN JANITOR ROOM
4221 | WESTWARD AVE UNIT A | 43228-1045 | Due Install |  |  |  | DCDA | 8.000 | 3640728 | IN JANITOR ROOM
4200 | WESTWARD DR | 43228-1059 | Active | 24055 | WATTS | 919QT | RP | 2.000 | 3559260 | WAREHOUSE/CONFERENCE ROOM/ACCESS IN WALL
1450 | WESTWOOD AV | 43212 | Removed | G225480REM | WILKINS | 720A | PVB | 0.750 | 55061 | REMOVED-LEFT SIDE BY AC
1942 | WESTWOOD AVE | 43212-1136 | Active | W306361 | WILKINS | 975XL | RP | 0.500 | 95350 | BASEMENT AT SUMP
1943 | WESTWOOD AVE | 43212-1135 | Active | 333707 | WATTS | 800M4QT | PVB | 0.750 | 56710 | FRONT LEFT OF HOUSE
1950 | WESTWOOD AVE | 43212-1136 | Active | H616781 | FEBCO | 765 | PVB | 0.750 | 99661 | FRONT OF HOUSE
1951 | WESTWOOD AVE | 43212-1135 | Active | HD0644 | FEBCO | 765 | PVB | 1.000 | 56734 | RIGHT SIDE
90 | WESTWOODS BLVD | 43119- | Active | 1046360313 | WATTS | 994 | RP | 6.000 | 3559562 | 5571-5607 THUMBLEWEED DR, DOUBLE DOORS BREEZEWAY
90 | WESTWOODS BLVD | 43119- | Not Required by DOW | 1724860143 | AMES | 2000SS | DC | 2.500 | 3609943 | RISER ROOM BLDG 5572
90 | WESTWOODS BLVD | 43119- | Not Required by DOW | 1733331113 | AMES | 2000SS | DC | 2.500 | 3609944 | RISER ROOM BLDG 5591
25 | WESTWOODS BLVD | 43119-8548 | Not Required by DOW | 18847 | WATTS | 919AQT | RP | 0.750 | 58603 | MAIN MECH /BOILER ROOM
255 | WESTWOODS BLVD | 43119-8548 | Not Required by DOW | 217293 | WATTS | 009M3QT | RP | 0.750 | 89388 | ROOF PENTHOUSE #4
255 | WESTWOODS BLVD | 43119-8548 | Not Required by DOW | 214832 | WATTS | 009M3QT | RP | 0.750 | 92555 | PENTHOUSE #5
255 | WESTWOODS BLVD | 43119-8548 | Not Required by DOW | 216052 | WATTS | 009M2 | RP | 0.750 | 92557 | PENTHOUSE #3
255 | WESTWOODS BLVD | 43119-8548 | Not Required by DOW | 2277934 | WILKINS | 975XL | RP | 0.750 | 92558 | PENTHOUSE #6
255 | WESTWOODS BLVD | 43119-8548 | Active | 114249 | WILKINS | 375AST | RP | 3.000 | 95747 | RECEIVING DOCK MECH ROOM
255 | WESTWOODS BLVD | 43119-8548 | Not Required by DOW | 196279 | WATTS | LF009M3QT | RP | 0.750 | 95750 | penthouse #2
255 | WESTWOODS BLVD | 43119-8548 | Not Required by DOW | V1983 | FEBCO | 805Y | DC | 1.500 | 101666 | CONCESSION STAND
255 | WESTWOODS BLVD | 43119-8548 | Active | 178263 | AMES | 3000SS | DCDA | 6.000 | 3605622 | MAIN MECHANICAL ROOM
255 | WESTWOODS BLVD | 43119-8548 | Active | 19467 | WATTS | 007M1PCQT | DC | 0.750 | 3605623 | MAIN MECHANICAL ROOM
702 | WETHERSFIELD PL | 43085-2213 | Active | T257876 | WILKINS | 720A | PVB | 0.750 | 95132 | RIGHT SIDE OF HOUSE
7040 | WETHERSFIELD PL | 43085-2214 | Active | 792786 | WILKINS | 720A | PVB | 0.750 | 71305 | LEFT SIDE OF HOUSE
1283 | WEXFORD GREEN BLVD | 43228-8808 | Active | 17159 | WATTS | 919AQT | RP | 0.750 | 94918 | BASEMENT - SE WALL
2546 | WEXFORD RD | 43221-3216 | Active | CB323895 | WILKINS | 720A | PVB | 0.750 | 3559838 | LEFT SIDE OF HOUSE
2558 | WEXFORD RD | 43221-3216 | Active | F031662 | WILKINS | 720A | PVB | 0.750 | 97306 | FRONT OF HOUSE
2569 | WEXFORD RD | 43221-3215 | Active | 287840 | WATTS | 800M2QT | PVB | 0.750 | 91929 | FRONT OF HOUSE
2607 | WEXFORD RD | 43221-3215 | Active | 311048 | WILKINS | 720A | PVB | 0.750 | 87145 | FRONT OF HOUSE
2615 | WEXFORD RD | 43221-3215 | Active | H323142 | FEBCO | 765 | PVB | 0.750 | 88543 | FRONT OF HOUSE
2616 | WEXFORD RD | 43221-3216 | Active | G217933 | WILKINS | 720A | PVB | 0.750 | 98963 | NORTH SIDE BY FENCE BEHIND A/C UNIT
2625 | WEXFORD RD | 43221-3215 | Active | T131872 | WILKINS | 720A | PVB | 0.750 | 102880 | FRONT OF HOUSE
2679 | WEXFORD RD | 43221-3217 | Active | A038324 | WILKINS | 720A | PVB | 0.750 | 58948 | LEFT SIDE OF HOUSE
2715 | WEXFORD RD | 43221-3217 | Active | T293517 | WILKINS | 720A | PVB | 0.750 | 94916 | BACK OF HOUSE ON DECK IN CABINET
2724 | WEXFORD RD | 43221-3218 | Active | T034209 | WILKINS | 720A | PVB | 0.750 | 59094 | NORTH SIDE OF BUILDING
2726 | WEXFORD RD | 43221-3218 | Active | A006756 | WILKINS | 720A | PVB | 0.750 | 59102 | OUTSIDE SE CORNER OF HOUSE
6246 | WEXFORD WOODS DR | 43016-3804 | Active | 15841 | WATTS | 800QT | PVB | 1.000 | 94919 | RIGHT SIDE
6250 | WEXFORD WOODS DR | 43016-3804 | Active | A174706 | WATTS | 800QT | PVB | 1.000 | 69483 | WEST SIDE OF HOUSE
6259 | WEXFORD WOODS DR | 43016-3806 | Active | T146780 | WILKINS | 720A | PVB | 0.750 | 3559970 | Left
6263 | WEXFORD WOODS DR | 43016 | Active | AC7231 | FEBCO | 765 | PVB | 0.750 | 89109 | RIGHT SIDE
6267 | WEXFORD WOODS DR | 43016-3806 | Active | G086023 | WILKINS | 720A | PVB | 0.750 | 91396 | RIGHT FRONT DOOR
6279 | WEXFORD WOODS DR | 43016-3806 | Active | 514812 | WATTS | 800QT | PVB | 0.750 | 95109 | LEFT SIDE
6282 | WEXFORD WOODS DR | 43016 | Active | EAG4913 | WILKINS | 720A | PVB | 0.750 | 3559975
1120 | WEYBRIDGE RD | 43220- | Active | ACB131348 | WILKINS | 975XL | RP | 1.500 | 53997 | BSMNT MECH/FURN ROOM OF CLUBHOUSE FOR POOL PUMP HSE & IRRIG?
1120 | WEYBRIDGE RD | 43220- | Active | CB946927 | WILKINS | 720 | PVB | 0.750 | 3650134 | AT PIT S SIDE OF ENTRANCE
1120 | WEYBRIDGE RD | 43220- | Due Install |  |  |  | RP | 6.000 | 3651539 | IN HOT BOX AT PIT S SIDE OF ENTRANCE FOX & HOUNDS
1120 | WEYBRIDGE RD | 43220- | Active | AB59822 | WILKINS | 975XL | RP | 0.750 | 3653685 | BASEMENT OF LEASING OFFICE IN MECHANICAL ROOM
2523 | WEYBURN RD | 43232- | Due Install |  |  |  | RP | 6.000 | 3560357
303 | WEYDON RD | 43085-3046 | Active | CE0313 | FEBCO | 765 | PVB | 0.750 | 59827 | REAR OF HOUSE
751 | WHIGHAM CT | 43016-8797 | Active | 822773 | WILKINS | 720A | PVB | 0.750 | 72153 | FRT RT CORNER
7518 | WHIGHAM CT | 43016-8796 | Active | 792750 | WILKINS | 720A | PVB | 0.750 | 72162 | LEFT SIDE OF HOUSE
7521 | WHIGHAM CT | 43016-8797 | Active | T231441 | WILKINS | 720A | PVB | 0.750 | 72173 | FRONT RIGHT CORNER OF HOUSE
5476 | WHISPERING OAK BLVD | 43026-7507 | Active | CAA25740 | WILKINS | 720A | PVB | 1.000 | 94923 | NE CORNER
5568 | WHISPERING OAK BLVD | 43026-9412 | Removed | T391161REM | WILKINS | 720A | PVB | 0.750 | 3560854 | BACK CENTER BY AIRCONDITIONER
5641 | WHISPERING OAK BLVD | 43026-9413 | Active | CB092933 | WILKINS | 720 | PVB | 0.750 | 67476 | NORTH SIDE OF HOUSE
5656 | WHISPERING OAK BLVD | 43026-9415 | Active | T205908 | WILKINS | 720A | PVB | 0.750 | 3560865 | RIGHT SIDE OF HOUSE
5784 | WHISPERING OAK BLVD | 43026-9001 | Active | 229671 | WATTS | 800M4QT | PVB | 0.750 | 67954 | WEST SIDE.
1551 | WHITCOMBE WAY | 43228-7076 | Active | 102288 | WATTS | 800QT | PVB | 0.750 | 55376 | LEFT CORNER OF HOUSE
1557 | WHITCOMBE WAY | 43228-7076 | Active | EAA0643 | WILKINS | 720 | PVB | 0.750 | 3560926 | RIGHT SIDE OF HOUSE
2936 | WHITE BARK PL | 43221-4735 | Active | BB3018 | FEBCO | 765 | PVB | 0.750 | 94925 | RIGHT SIDE
2941 | WHITE BARK PL | 43221-4736 | Active | F005885 | WILKINS | 720A | PVB | 0.750 | 96927 | FRONT OF HOUSE
2947 | WHITE BARK PL | 43221-4736 | Active | H029996 | FEBCO | 765 | PVB | 0.750 | 3560956 | RIGHT FRONT
2953 | WHITE BARK PL | 43221-4736 | Active | CR2953 | WATTS | 800QT | PVB | 0.750 | 94926 | LEFT SIDE OF HOUSE
2971 | WHITE BARK PL | 43221-4736 | Active | 22243 | FEBCO | 765 | PVB | 0.750 | 59630 | FRONT OF HOUSE
2987 | WHITE BARK PL | 43221-4736 | Active | CAA47277 | WILKINS | 720A | PVB | 1.000 | 94928 | RIGHT FRONT
3014 | WHITE BARK PL | 43221-4737 | Active | T180299 | WILKINS | 720A | PVB | 1.000 | 95006 | LEFT SIDE OF HOUSE
3038 | WHITE BARK PL | 43221-4737 | Active | T417723 | WILKINS | 720A | PVB | 0.750 | 92209 | BACK LEFT BY A/C
3050 | WHITE BARK PL | 43221-4737 | Active | CB003661 | WILKINS | 720A | PVB | 0.750 | 102715 | RIGHT FRONT SIDE
553 | WHITE OAK PL | 43085-3765 | Active | CB432237 | WILKINS | 720A | PVB | 0.750 | 101091 | BACK OF HOUSE
563 | WHITE OAK PL | 43085-3765 | Active | CAB79174 | WILKINS | 720A | PVB | 1.000 | 101248 | LEFT OF DECK, RIGHT OF ELEC METER
133 | WHITE RD | 43123 | Active | 215536 | WATTS | 009QT | RP | 0.750 | 88098 | BASEMENT
2213 | WHITE RD | 43123-3679 | Active | 51867 | WATTS | 009M3QT | RP | 0.750 | 57635 | METER ROOM
2213 | WHITE RD | 43123-3679 | Active | 03657 | AMES | 2000B | DC | 1.500 | 57636 | ABOVE THE CEILING IN KITCHEN
2213 | WHITE RD | 43123-3679 | Active | A008235 | WILKINS | 975XL2 | RP | 2.000 | 3629917
2318 | WHITE RD | 43123 | Active | 55893 | WATTS | 919AQT | RP | 0.750 | 3607636 | BASEMENT AT METER
2416 | WHITE RD | 43123 | NULL | [5 empty] | 3646842
5666 | WHITECRAIGS CT | 43017-9627 | Active | 3636351 | WILKINS | 975XL | RP | 1.000 | 101592 | FRONT OF HOUSE
5683 | WHITECRAIGS CT | 43017-9626 | Active | t021818 | WILKINS | 720A | PVB | 0.750 | 99779 | RIGHT SIDE
5700 | WHITECRAIGS CT | 43017-9628 | Active | T233927 | WILKINS | 720A | PVB | 0.750 | 3561016 | RIGHT SIDE
5738 | WHITECRAIGS CT | 43017-9628 | Active | 007830 | WATTS | LF800M4QT | PVB | 0.750 | 94930 | RIGHT SIDE REAR
5760 | WHITECRAIGS CT | 43017-9628 | Active | EAD7605 | WILKINS | 720A | PVB | 0.750 | 67860 | RIGHT FRONT
5820 | WHITECRAIGS CT | 43017-9629 | Active | AH3003 | FEBCO | 765 | PVB | 1.000 | 68083 | RIGHT HAND SIDE
5899 | WHITECRAIGS CT | 43017-9631 | Active | A008726 | WILKINS | 720A | PVB | 0.750 | 87721 | RIGHT SIDE OF HOUSE
5917 | WHITECRAIGS CT | 43017-8736 | Active | EAD1090 | WILKINS | 720A | PVB | 1.000 | 3561029 | LEFT SIDE OF HOUSE
635 | WHITETHORNE AVE | 43223-1742 | Due Install |  |  |  | RP | 0.750 | 3586252
766 | WHITEWOOD CT | 43235-1756 | Active | T065370 | WILKINS | 720A | PVB | 1.000 | 72462 | LEFT SIDE OF HOUSE
7670 | WHITEWOOD CT | 43235-1756 | Active | cb165309 | WILKINS | 720A | PVB | 1.000 | 72466 | FRONT OF HOUSE RIGHT OF FRONT DOOR
7681 | WHITEWOOD CT | 43235-1756 | Active | 665587 | RAINBIRD | AC4000 | PVB | 0.750 | 72498 | RIGHT FRONT
7682 | WHITEWOOD CT | 43235-1756 | Active | 80723 | FEBCO | 765 | PVB | 1.000 | 72500 | RIGHT FRONT
2901 | WHITLOW RD | 43232 | Active | KI-0725 | WATTS | 957 | RP | 3.000 | 102168 | LIBERTY E. S. - BOILER ROOM
2901 | WHITLOW RD | 43232 | Active | MD-0552 | AMES | COLT 300BF | DCDA | 8.000 | 102170 | BOILER ROOM - LIBERTY E. S.
2901 | WHITLOW RD | 43232 | Active | 25726 | AMES | 2000B | DC | 0.750 | 102171 | BOILER ROOM - LIBERTY E. S.
2901 | WHITLOW RD | 43232 | Active | 36200 | WATTS | 919AQT | RP | 0.750 | 102172 | LIBERTY E. S. - BOILER ROOM
6009 | WHITMAN RD | 43213-2195 | Active | 5167 | FEBCO | 765 | PVB | 1.000 | 68692 | FRONT OF HOUSE
6025 | WHITMAN RD | 43213-2136 | Active | 101130 | WILKINS | 420 | PVB | 0.750 | 68731 | FRONT OF HOUSE Right of Front door
6049 | WHITMAN RD | 43213-2136 | Active | 102837 | WILKINS | 420 | PVB | 0.750 | 68794 | FRONT OF HOUSE
575 | WHITNEY AVE | 43085-2474 | Active | H639399 | FEBCO | 765 | PVB | 0.750 | 100335 | LEFT SIDE
576 | WHITNEY AVE | 43085-2436 | Active | 181990 | WILKINS | 720A | PVB | 0.750 | 88752 | BY FRONT DOOR
593 | WHITTINGHAM DR | 43017-9617 | Not Required by DOW | 114189 | FEBCO | 765 | PVB | 1.000 | 68349 | LEFT SIDE OF HOUSE
5932 | WHITTINGHAM DR | 43017-9617 | Active | H33922 | FEBCO | 825Y | RP | 1.000 | 68350 | BASEMENT AT WATER METER
5940 | WHITTINGHAM DR | 43017-9617 | Active | 3085462 | WILKINS | 975XL | RP | 1.000 | 98344 | BASEMENT - FURNACE ROOM
5945 | WHITTINGHAM DR | 43017-9612 | Active | T417593 | WILKINS | 720A | PVB | 0.750 | 100490 | RIGHT FRONT OFFSET GY GAS MTR
5952 | WHITTINGHAM DR | 43017-9617 | Active | T276901 | WILKINS | 720A | PVB | 1.000 | 100920 | LEFT SIDE BY AC
5959 | WHITTINGHAM DR | 43017-9612 | Active | T060811 | WILKINS | 720A | PVB | 0.750 | 101493 | RIGHT SIDE OF HOUSE
5964 | WHITTINGHAM DR | 43017-9617 | Active | FA9164 | FEBCO | 765 | PVB | 1.000 | 96883 | LEFT OF FRONT DOOR NEAR GAS METER
5971 | WHITTINGHAM DR | 43017-9612 | Active | T189437 | WILKINS | 720 | PVB | 1.000 | 94932 | FRONT CENTER
5980 | WHITTINGHAM DR | 43017 | Replaced | REPH312732 | FEBCO | 765 | PVB | 0.750 | 91765 | REPLACED- LEFT CTR IN COVE BEHIND GAS MTR & GENERATOR & A/C
5980 | WHITTINGHAM DR | 43017 | Active | T199316 | WILKINS | 720A | PVB | 0.750 | 3609720 | LEFT SIDE OF HOUSE NEAR THE AC
5999 | WHITTINGHAM DR | 43017-9612 | Active | CB729948 | WILKINS | 720A | PVB | 1.000 | 3561959 | FRONT LEFT UNDER WINDOW
6019 | WHITTINGHAM DR | 43017-9612 | Active | 615199 | RAINBIRD | 100 | PVB | 1.000 | 68719 | FRONT, MIDDLE
6030 | WHITTINGHAM DR | 43017-9617 | Active | CB513844 | WILKINS | 720A | PVB | 1.000 | 3561961 | RIGHT FRONT
6044 | WHITTINGHAM DR | 43017-9617 | Active | T3774151 | WILKINS | 720A | PVB | 1.000 | 68780 | FRONT OF HOUSE
6062 | WHITTINGHAM DR | 43017-9617 | Active | CB639375 | WILKINS | 720A | PVB | 1.000 | 3561962 | RIGHT CENTER
6075 | WHITTINGHAM DR | 43017-9614 | Active | 13789 | FEBCO | 860 | RP | 0.750 | 68929 | BASEMENT
6080 | WHITTINGHAM DR | 43017 | Active | T454826 | WILKINS | 720A | PVB | 0.750 | 3656195 | BACK LEFT
6095 | WHITTINGHAM DR | 43017-9614 | Active | EAF6517 | WILKINS | 720A | PVB | 0.750 | 3561963 | BACKSIDE
3644 | WHITWORTH WAY | 43228-7000 | Active | AC4991 | FEBCO | 765 | PVB | 0.750 | 61358 | RIGHT FRONT CORNER OF HOUSE ON EAST SIDE
3649 | WHITWORTH WAY | 43228-7001 | Active | 664322 | WATTS | 800M4QT | PVB | 1.000 | 92211 | LEFT SIDE OF HOUSE
3665 | WHITWORTH WAY | 43228-7001 | Active | BM5546 | FEBCO | 765 | PVB | 0.750 | 61430 | LEFT SIDE OF HOUSE
3700 | WHITWORTH WAY | 43228-7000 | Active | T166567 | WILKINS | 720A | PVB | 0.750 | 3561981 | RIGHT SIDE
5092 | WHYTE HOUSE LN | 43054-8962 | Active | A13650 | FEBCO | 765 | PVB | 1.000 | 65990 | S/E CORNER
5108 | WHYTE HOUSE LN | 43054-8962 | Active | 26653 | WATTS | 800M2QT | PVB | 1.000 | 99532 | LEFT SIDE OF HOUSE
5124 | WHYTE HOUSE LN | 43054-8962 | Active | CB485704 | WILKINS | 720A | PVB | 1.000 | 66089 | NORTH WEST
7076 | WICHITA CT | 43017 | Active | EAK6649 | WILKINS | 720A | PVB | 0.750 | 3561998 | RIGHT FRONT
4345 | WICKEN CT | 43026-3411 | Active | CB588371 | WILKINS | 720A | PVB | 0.750 | 3562025 | LEFT SIDE
1945 | WICKFORD RD | 43221-4221 | Active | CB451722 | WILKINS | 720A | PVB | 1.000 | 3562030
1975 | WICKFORD RD | 43221-4221 | Active | CB440049 | WILKINS | 720A | PVB | 0.750 | 3562034 | LEFT SIDE OF HOUSE
2017 | WICKFORD RD | 43221-4223 | Active | CB860926 | WILKINS | 720A | PVB | 1.000 | 3562036 | LEFT SIDE
2040 | WICKFORD RD | 43221-4224 | Active | 9842 | FEBCO | 765 | PVB | 0.750 | 57089 | RIGHT SIDE OF HOUSE
2048 | WICKFORD RD | 43221-4224 | Active | H343257 | FEBCO | 765 | PVB | 0.750 | 3562043 | RIGHT SIDE OF HOUSE
2055 | WICKFORD RD | 43221-4223 | Active | H245922 | FEBCO | 765 | PVB | 1.000 | 3562044 | FRONT OF HOUSE
2278 | WICKLIFFE RD | 43221-1832 | Active | 470384 | WATTS | 800M4QT | PVB | 0.750 | 3562055
2288 | WICKLIFFE RD | 43221-1869 | Active | T415621 | WILKINS | 720 | PVB | 0.750 | 3562057
2363 | WICKLIFFE RD | 43221-1833 | Active | CAA55518 | WILKINS | 720A | PVB | 0.750 | 3562071 | LEFT FRONT
2405 | WICKLIFFE RD | 43221-1877 | Removed | 151751REM | WATTS | 909 | RP | 3.000 | 58222 | BOILER ROOM
2405 | WICKLIFFE RD | 43221-1877 | Not Required by DOW | 309920 | WATTS | 909M1QT | RP | 1.500 | 58223 | BOILER ROOM
2405 | WICKLIFFE RD | 43221-1877 | Not Required by DOW | 434378 | WATTS | 909QT | RP | 1.000 | 58224 | BOILER ROOM
2405 | WICKLIFFE RD | 43221-1877 | Not Required by DOW | 467910 | WATTS | 909QT | RP | 0.750 | 58225 | BASEMENT IN OFFICE
2405 | WICKLIFFE RD | 43221-1877 | Not Required by DOW | 569741 | WILKINS | 950 | DC | 1.500 | 58226 | BOILER ROOM
2405 | WICKLIFFE RD | 43221-1877 | Not Required by DOW | 434379 | WATTS | 909 | RP | 1.000 | 3622861 | BOILER ROOM
2405 | WICKLIFFE RD | 43221-1877 | Active | TJ-1704 | WATTS | 957 | RP | 3.000 | 3646825 | MECH ROOM
2405 | WICKLIFFE RD | 43221-1877 | Active | 5786D | WILKINS | 975XLD | RPDA | 6.000 | 3648577 | MECH ROOM
2405 | WICKLIFFE RD | 43221-1877 | Active | 4887171 | WILKINS | 975XL2 | RP | 0.750 | 3648578 | MECH ROOM FIRE METER 3/4" SIDE CAR
2405 | WICKLIFFE RD | 43221-1877 | Not Required by DOW | 196668 | WATTS | LF009M2QT | RP | 1.000 | 3649897 | BOILER ROOM
2661 | WICKLIFFE RD | 43221-1740 | Active | H245247 | FEBCO | 765 | PVB | 1.000 | 92168 | RIGHT SIDE
2697 | WICKLIFFE RD | 43221-1740 | Active | G104731 | WILKINS | 720A | PVB | 1.000 | 92083 | LEFT SIDE OF HOUSE
2709 | WICKLIFFE RD | 43221-1742 | Active | A10734 | FEBCO | 765 | PVB | 0.750 | 92232 | LEFT SIDE
2721 | WICKLIFFE RD | 43221-1742 | Active | CB157659 | WILKINS | 720A | PVB | 1.000 | 87467 | RIGHT SIDE, FRONT
2733 | WICKLIFFE RD | 43221-1742 | Active | T372028 | WILKINS | 720A | PVB | 0.750 | 3562115 | LEFT FRONT
2757 | WICKLIFFE RD | 43221-1742 | Active | 2757 | FEBCO | 765 | PVB | 1.000 | 59221 | LEFT SIDE OF HOUSE
2769 | WICKLIFFE RD | 43221-1742 | Active | cab69411 | WILKINS | 720A | PVB | 1.000 | 59237 | RIGHT SIDE OF HOME
2781 | WICKLIFFE RD | 43221-1742 | Active | 81872 | FEBCO | 765 | PVB | 0.750 | 94936 | EAST SIDE OF HOUSE
2793 | WICKLIFFE RD | 43221-1742 | Active | 2473 | FEBCO | 765 | PVB | 1.000 | 92164 | LEFT SIDE
2805 | WICKLIFFE RD | 43221-1732 | Active | 2983 | WATTS | 800M2QT | PVB | 0.750 | 59351 | WEST SIDE OF HOUSE
2817 | WICKLIFFE RD | 43221-1732 | Active | 65151 | WATTS | 800QT | PVB | 1.000 | 92172 | LEFT SIDE
2829 | WICKLIFFE RD | 43221-1732 | Active | 488447 | WILKINS | 720A | PVB | 0.750 | 59404 | RIGHT SIDE OF HOUSE
2853 | WICKLIFFE RD | 43221-1732 | Active | 371581 | WILKINS | 720A | PVB | 1.000 | 59452 | FRONT OF HOUSE
2865 | WICKLIFFE RD | 43221-1732 | Active | CAA61272 | WILKINS | 720A | PVB | 1.000 | 59464 | WEST SIDE OF HOUSE
2869 | WICKLIFFE RD | 43221-1732 | Active | 673022 | WILKINS | 720A | PVB | 0.750 | 59471 | SIDE OF HOUSE
2879 | WICKLIFFE WOODS CT | 43221-1700 | Active | EAK1866 | WILKINS | 720A | PVB | 0.750 | 59488 | SIDE OF HOUSE
2889 | WICKLIFFE WOODS CT | 43221-1700 | Active | G046598 | WILKINS | 720A | PVB | 0.750 | 59520 | RIGHT CENTER
2900 | WICKLIFFE WOODS CT | 43221-1700 | Active | T065315 | WILKINS | 720A | PVB | 1.000 | 59560 | RIGHT SIDE OF HOUSE
7750 | WICKLOW CT | 43017 | Active | CB084190 | WILKINS | 720A | PVB | 0.750 | 72705 | LEFT SIDE OF HOUSE
7815 | WICKLOW CT | 43017 | Active | AC6716 | FEBCO | 765 | PVB | 1.000 | 72847 | FRONT RIGHT OF FRONT DOOR
3080 | WICKLOW RD | 43204-1901 | Removed | 314318 | WATTS | 909QT | RP | 1.000 | 59923 | BOILER ROOM - Westgate E.S.
3232 | WICKLOW RD | 43204-1947 | Active | T604027 | WILKINS | 720A | PVB | 1.000 | 60243 | FRONT OF HOUSE
3271 | WICKLOW RD | 43204 | Active | 13370 | WATTS | 919QT | RP | 1.500 | 100263 | MECH ROOM
4746 | WIDNER CT | 43220-3156 | Active | A006718 | WILKINS | 720A | PVB | 0.750 | 91571 | IN FRONT OF HOUSE BESIDE FRONT DOOR
6130 | WIGEON CT | 43017 | Active | CB092971 | WILKINS | 720 | PVB | 0.750 | 69099 | LEFT SIDE OF HOUSE
6138 | WIGEON CT | 43017-9533 | Replaced | REPT076784 | WILKINS | 720A | PVB | 0.750 | 69117 | REPLACED- RIGHT SIDE OF HOUSE
6138 | WIGEON CT | 43017-9533 | Active | T198586 | WILKINS | 720 | PVB | 0.750 | 3609582 | RIGHT SIDE OF HOUSE
6146 | WIGEON CT | 43017 | Active | EAE9495 | WILKINS | 720A | PVB | 0.750 | 91259 | LEFT FRONT
6151 | WIGEON CT | 43017-9533 | Active | C42116 | APOLLO/CONBRACO | PVB4A | PVB | 0.750 | 69157 | LEFT FRONT
6154 | WIGEON CT | 43017 | Active | T339962 | WILKINS | 720A | PVB | 0.750 | 69171 | RIGHT FRONT
6162 | WIGEON CT | 43017 | Active | F031650 | WILKINS | 720A | PVB | 0.750 | 98892 | LEFT FRONT CORNER
6167 | WIGEON CT | 43017 | Active | 828700 | WILKINS | 720A | PVB | 0.750 | 69213 | LEFT SIDE
6170 | WIGEON CT | 43017-9533 | Active | T204987 | WILKINS | 720A | PVB | 0.750 | 91191 | RIGHT SIDE
6178 | WIGEON CT | 43017-9533 | Active | CB215341 | WILKINS | 720A | PVB | 1.000 | 3593235
6183 | WIGEON CT | 43017-9533 | Active | CB014099 | WILKINS | 720A | PVB | 0.750 | 89307 | LEFT SIDE
6186 | WIGEON CT | 43017 | Active | 874831 | WILKINS | 720A | PVB | 0.750 | 69288 | RIGHT HAND SIDE OF HOUSE
207 | WILBER AVE | 43215-1324 | Active | EAJ6436 | WILKINS | 720A | PVB | 0.750 | 3562258 | LEFT SIDE OF HOUSE NEXT TO ITRON REMOTE
213 | WILBER AVE | 43215 | Active | CB082962 | WILKINS | 720A | PVB | 0.750 | 3603356 | LEFT BACK OF HOUSE
326 | WILBER AVE | 43215-1312 | Active | T024043 | WILKINS | 720A | PVB | 1.000 | 60323 | LEFT SIDE
593 | WILCOX PL | 43016- | Active | 7367G | WILKINS | 375ASTR | RP | 3.000 | 3562329 | SW OF 5920 BLDG MECH CLOSET Ooutside Doors METER IN PIT
4920 | WILCOX RD | 43026- | Active | 117300 | AMES | 4000SS | RP | 4.000 | 91316 | IN HOT BOX AT PIT IN BUSHES IN W ISLAND
4920 | WILCOX RD | 43026- | Active | 50177 | AMES | 2000B | DC | 0.750 | 91323 | METER PIT IN BUSHES OF ISLAND
4920 | WILCOX RD | 43026- | Active | 152077 | AMES | 3000SS | DCDA | 8.000 | 91324 | METER PIT
4920 | WILCOX RD | 43026- | Not Required by DOW | W279571 | WILKINS | 975 | RP | 0.750 | 92842 | METER PIT AT WILCOX RD & ASHLEIGH DR CENTER ISLAND
5001 | WILCOX RD | 43016-8631 | Active | 64445 | WATTS | 007M1QT | DC | 0.750 | 88101 | IN PIT S. END OF BLDG
5001 | WILCOX RD | 43016-8631 | Active | 177112 | WATTS | 909 | RP | 3.000 | 88118 | BASEMENT MECH ROOM AT WATER INLET
5001 | WILCOX RD | 43016-8631 | Not Required by DOW | A23310 | WATTS | 009M1QT | RP | 1.000 | 88119 | BASEMENT MECH ROOM
5001 | WILCOX RD | 43016-8631 | Active | 1077640405 | WATTS | 774DCDA | DCDA | 6.000 | 88121 | IN PIT SOUTH END OF BLDG
5001 | WILCOX RD | 43016-8631 | Not Required by DOW | 256028 | WATTS | 009M1QT | RP | 2.00 | 92372 | BASEMENT MECH ROOM
5001 | WILCOX RD | 43016-8631 | Not Required by DOW | 466529 | WATTS | 909M1QT | RP | 2.000 | 3603804 | OUTSIDE SOUTH END OF BLDG BY METER PIT
5158 | WILCOX RD | 43026 | Active | 120600 | AMES | 3000CIV | DCDA | 6.000 | 66196 | RAYS CROSNG CONDOS -METER PIT IN PINE TREES N OF ENTRNCE
5158 | WILCOX RD | 43026 | Active | 53198 | WATTS | 007M1PCQT | DC | 0.750 | 66197 | RAYS CROSNG CONDOS -METER PIT IN PINE TREES N OF ENTRNCE
5158 | WILCOX RD | 43026 | Active | J080883 | FEBCO | 825Y | RP | 1.000 | 3608255 | RAYS CROSNG CONDOS -IN TALL PINE TREE AT PIT N OF ENTRANCE
5158 | WILCOX RD | 43026 | Due Install |  |  |  | RP | 3.000 | 3656676
5177 | WILCOX RD | 43016- | Active | 10445 | AMES | 4000B | RP | 2.000 | 99052 | IN HOT BOX AT METER MOOR SQUARE CONDOS
5177 | WILCOX RD | 43016- | Not Required by DOW | 12625 | WATTS | 919QT | RP | 1.500 | 99736 | 4875 WELL SPRING CT
5193 | WILCOX RD | 43002 | Active | 103547 | AMES | 4000SS | RP | 4.000 | 66282 | METER ROOM BEHIND CLUBHSE Outside Door AT WATER METER
5193 | WILCOX RD | 43002 | Active | 1176630201 | AMES | 2000SS | DC | 8.000 | 66283 | 4900 MARKET PL, OFFICE ON R. IN BACK ROOM
5201 | WILCOX RD | 43002- | Active | 1255480303 | AMES | 3000 | DCDA | 4.000 | 66392 | MECH ROOM IN BASEMENT
5201 | WILCOX RD | 43002- | Active | 208838 | WATTS | 009QT | RP | 2.000 | 66393 | BASEMENT SERVICE ROOM/LAUNDRY MECH #009
5201 | WILCOX RD | 43002- | Active | 30216 | AMES | 2000SS | DC | 0.750 | 66394 | MECH ROOM
5201 | WILCOX RD | 43002- | Active | L09306 | WILKINS | 375 | RP | 3.000 | 66395 | BASEMENT LAUNDRY MECH ROOM ROOM 009
5301 | WILCOX RD | 43016- | Not Required by DOW | 105393 | WATTS | 009QT | RP | 1.000 | 66632 | 5303 WILCOX RD, SWIMMING POOL MECH ROOM
5301 | WILCOX RD | 43016- | Active | 4D00642 | AMES | 4000RP | RP | 8.000 | 66633 | WATER MECH ROOM OFFICE/APT BLDG (4885) AT WATER METER NW OF CLUBHUOSE
5301 | WILCOX RD | 43016- | Not Required by DOW | 3868692 | WILKINS | 975XL | RP | 1.000 | 3351175 | CAR WASH MECH ROOM
5301 | WILCOX RD | 43016- | Not Required by DOW | 1366C | WILKINS | 375AST | RP | 2.500 | 3606039 | E END OF 5123 FOX TAIL RISER ROOM
5301 | WILCOX RD | 43016- | Not Required by DOW | 2543 | WILKINS | 375AST | RP | 2.500 | 3606040 | E END OF 5173 FOX TAIL IN RISER ROOM
5301 | WILCOX RD | 43016- | Not Required by DOW | 2887C | WILKINS | 375AST | RP | 2.500 | 3607584 | RISER RM LOCATED @ S END OF BLDG, 5815-5849 SPRUCE FOREST DR
5301 | WILCOX RD | 43016- | Not Required by DOW | 174726 | AMES | 2000SS | DC | 3.000 | 3607771 | 5853-5909 SPRUCE FOREST DR, METER RM S END OF BLDG
5301 | WILCOX RD | 43016- | Not Required by DOW | 174598 | AMES | 2000SS | DC | 3.000 | 3608097 | 5303 WILCOX RD, N END OF 5822-5878 WHITEBARK PINE TR METER RM
5301 | WILCOX RD | 43016- | Not Required by DOW | 1727500713 | AMES | 2000SS | DC | 3.000 | 3609430 | 5303 WILCOX RD, N END OF BLDG MECH RM 5882 WHITE BARK PINE TR
5301 | WILCOX RD | 43016- | Not Required by DOW | 33207C | WILKINS | 375 | RP | 2.500 | 3609431 | 5303 WILCOX RD, E END OF BLDG MECH RM 5117 MONTEREY PINE LN
5400 | WILCOX RD | 43016-1251 | Active | 353257 | WILKINS | 975 | RP | 1.000 | 66826 | IN MECHANICAL ROOM CENTER OF BUILDING AT WATER METER
5475 | WILCOX RD | 43016-6732 | Active | AA7006 | FEBCO | 765 | PVB | 1.500 | 66976 | MIDDLE ISLAND ENTRANCE -5701 EBNER CR -TUTTLEPARKE APT
5475 | WILCOX RD | 43016-6732 | In Review |  |  |  | RP | 8.000 | 3636074 | IN HOT BOX AT PIT
5490 | WILCOX RD | 43016 | Active | h799351 | febco | 765 | PVB | 0.750 | 66996 | North Side of entry under large bush. by meter pit on hill
5490 | WILCOX RD | 43016 | Due Install |  |  |  | RP | 6.000 | 3633935 | IN HOT BOX AT PIT
5627 | WILCOX RD | 43016 | Active | 42686 | WATTS | 919AQT | RP | 0.750 | 102775 | BASEMENT AFTER METER
5671 | WILCOX RD | 43016-1256 | Active | 130917 | WATTS | 009QT | RP | 0.750 | 67565 | IN BASEMENT BY WATER METER
5688 | WILCOX RD | 43016 | Active | T178715 | WILKINS | 720 | PVB | 0.750 | 3562340 | RIGHT SIDE
5857 | WILCOX RD | 43016- | Not Required by DOW | 133882 | WATTS | 009M2QT | RP | 2.000 | 68146 | 5353 WILCOX RD, UTILITY ROOM, UNDER CLUB HOUSE
5857 | WILCOX RD | 43016- | Not Required by DOW | 2JN0261 | AMES | 2000SS | DC | 4.000 | 68147 | 5353 WILCOX RD, RISER RM BASEMENT NW CORNER SE BLDG
5857 | WILCOX RD | 43016- | Not Required by DOW | T008328 | WILKINS | 720A | PVB | 2.000 | 68148 | 5353 WILCOX RD, NW CORNER OF CLUBHOUSE
5857 | WILCOX RD | 43016- | Not Required by DOW | HN387 | CONBRACO | 40208A2 | RP | 2.000 | 68149 | 5353 WILCOX RD, RISER RM --DOOR TO LT OF 5881 IN BREEZEWAY
5857 | WILCOX RD | 43016- | Not Required by DOW | 39022 | WATTS | 007QT | DC | 1.500 | 68150 | 5353 WILCOX RD, FIRE SPRINKLER RM NE CORNER OF BLDG
5857 | WILCOX RD | 43016- | Not Required by DOW | 44900 | WATTS | 007QT | DC | 1.500 | 68151 | 5353 WILCOX RD, FIRE SPRINKLER CLOSET AT BASE OF STEPS
5857 | WILCOX RD | 43016- | Not Required by DOW | 48110 | WATTS | 007QT | DC | 1.500 | 68152 | 5353 WILCOX RD, SPRINKLER RM N END OF BLDG ON W CORNER-BLDG 19
5857 | WILCOX RD | 43016- | Not Required by DOW | 49157 | WATTS | 007M2QT | DC | 1.500 | 68153 | 5353 WILCOX RD, SPRINKLER MECH ROOM BLDG 6
5857 | WILCOX RD | 43016- | Not Required by DOW | 768 | AMES | 4000B | RP | 2.000 | 68154 | 5353 WILCOX RD, RISER RM, BREEZEWAY LT DOOR OF APT 4896
5857 | WILCOX RD | 43016- | Not Required by DOW | 805 | AMES | 4000B | RP | 2.000 | 68155 | 5353 WILCOX RD, BUILDING 4 SPRINKLER RM
5857 | WILCOX RD | 43016- | Not Required by DOW | 807 | AMES | 4000B | RP | 2.000 | 68156 | 5353 WILCOX, RISER RM-DOOR ON LT NEXT TO 5941, 1ST FL BREEZEWAY
5857 | WILCOX RD | 43016- | Not Required by DOW | 955 | AMES | 4000B | RP | 1.500 | 68157 | 5353 WILCOX RD, SPRINKLER RM E END OF BLDG
5857 | WILCOX RD | 43016- | Not Required by DOW | 967 | AMES | 4000B | RP | 1.500 | 68158 | 5353 WILCOX RD, MECH RM OUTSIDE OF APT 6131-BLDG 18
5857 | WILCOX RD | 43016- | Not Required by DOW | 968 | AMES | 4000B | RP | 1.500 | 68159 | 5353 WILCOX RD, RISER RM-DOOR TO LT OF 6081-IN BREEZEWAY
5857 | WILCOX RD | 43016- | Not Required by DOW | 972 | AMES | 4000B | RP | 1.500 | 68160 | 5353 WILCOX RD, RISER RM-BREEZEWAY DOOR LT OF APT #6076-BUILDING 17
5857 | WILCOX RD | 43016- | Not Required by DOW | 958 | AMES | 4000B | RP | 1.500 | 68161 | 5353 WILCOX RD, FIRE SPRINKLER ROOM
5857 | WILCOX RD | 43016- | Not Required by DOW | 975 | AMES | 4000B | RP | 1.500 | 96688 | 5353 WILCOX RD, RISER ROOM IN BREEZEWAY
5857 | WILCOX RD | 43016- | Active | 100994 | AMES | 4000SS | RP | 6.000 | 3638120 | IN SILVER HOT BOX AT PIT NE OF COMPLEX/PROPERTY... 5353 WILCOX
6105 | WILCOX RD | 43016 | Not Required by DOW | 01429 | AMES | 2000B | DC | 1.000 | 102540 | 6055 GLEN VILLAGE DR CLUBHSE MECH ROOM
6105 | WILCOX RD | 43016 | Active | XD-0227 | AMES | 400 | RP | 6.000 | 3651589 | GREEN HOT BOX NEAR INNOVATION DR.. LEFT OF DRIVE TO HEATHER GLEN CONDOS ENT.
6161 | WILCOX RD | 43016-1264 | Active | 352996 | WILKINS | 975 | RP | 1.000 | 69199 | METER ROOM
6200 | WILCOX RD | 43016 | Active | 94690 | WILKINS | 975 | RP | 0.750 | 69363 | SE CORNER OF BASEMENT - INSIDE
6275 | WILCOX RD | 43016 | Active | 4595917 | WILKINS | 975XL2 | RP | 1.000 | 3633206 | MIDDLE MECH/JANITORS ROOM AT WATER METER
6370 | WILCOX RD | 43016 | Active | B02552 | WILKINS | 975 | RP | 3.000 | 69806 | SE MECH ROOM AT WATER RISER
6370 | WILCOX RD | 43016 | Not Required by DOW | 2777149 | WILKINS | 975XL | RP | 1.000 | 69807 | MECHANICAL ROOM
6370 | WILCOX RD | 43016 | Not Required by DOW | 2793240 | WILKINS | 975XL | RP | 1.000 | 69808 | MECHANICAL ROOM SE CORNER OF BLDG
6370 | WILCOX RD | 43016 | Not Required by DOW | 4102459 | WILKINS | 975XL2 | RP | 1.500 | 69809 | MECHANICAL ROOM SE CORNER OF BLDG
6370 | WILCOX RD | 43016 | Not Required by DOW | 59402 | WATTS | LF919QT | RP | 0.750 | 3615361 | ADMINISTRATION MECHANICAL ROOM
6370 | WILCOX RD | 43016 | Active | 19749000919 | AMES | 3000SS | DCDA | 8.000 | 3633756 | IN PIT S OF SW ENTRANCE
6370 | WILCOX RD | 43016 | Active | 82561 | AMES | 2000B | DC | 0.750 | 3648392 | PIT
1300 | WILD HORSE DR | 43123-8540 | Active | T447875 | WILKINS | 720 | PVB | 0.750 | 3562384 | RIGHT FRONT
372 | WILD STALLION DR | 43119-8908 | Active | F017915 | WILKINS | 720A | PVB | 1.000 | 61572 | BACK OF HOUSE
712 | WILDE DR | 43016 | Active | T474533 | WILKINS | 720A | PVB | 0.750 | 3659399
7995 | WILDFLOWER LN | 43081-5625 | Active | 50147 | WATTS | 919AQT | RP | 1.000 | 103499 | 7999 WILDFLOWER LANE, RENTAL OFFICE IN POOL ROOM
7995 | WILDFLOWER LN | 43081-5625 | Removed | A337502REM | WILKINS | 375XL | RP | 1.000 | 103500 | 7999 WILDFLOWER LANE, RENTAL OFFICE IN POOL ROOM REMOVED
2626 | WILDWOOD RD | 43231-4830 | Active | 467798 | WATTS | LF009M3QT | RP | 0.750 | 3562526 | in basement
2648 | WILDWOOD RD | 43231-4830 | Active | CAA69407 | WILKINS | 720A | PVB | 0.750 | 3562531 | FRONT OF HOUSE
2832 | WILDWOOD RD | 43231-4832 | Active | 26787 | WATTS | LF800M4QT | PVB | 1.000 | 94937 | LEFT SIDE OF HOUSE
6786 | WILFORD LN | 43016 | Active | T366125 | WILKINS | 720A | PVB | 0.750 | 3615295 | RIGHT SIDE OF HOUSE
4647 | WILKEN CT | 43054-8902 | Active | H906428 | FEBCO | 765 | PVB | 1.000 | 64681 | LEFT REAR BY A/C
4634 | WILKIN CT | 43054-8902 | Active | a33451 | APOLLO/CONBRACO | PVB4A | PVB | 1.000 | 64644 | LEFT FRONT
4635 | WILKIN CT | 43054-8902 | Active | CB739827 | WILKINS | 720A | PVB | 1.000 | 64648 | LEFT SIDE OF HOUSE
4646 | WILKIN CT | 43054-8902 | Active | 358097 | WILKINS | 720A | PVB | 1.000 | 64678 | LT SIDE OF HSE
1195 | WILLARD AVE | 43212-3570 | Active | T294045 | WILKINS | 720 | PVB | 0.750 | 3562652 | RIGHT SIDE
822 | WILLIAMS AVE | 43212 | Active | 38517C | WILKINS | 375AST | RP | 4.000 | 3654509 | SOUTHEAST METER ROOM
822 | WILLIAMS AVE | 43212 | Active | 11031950322 | AMES | 3000SS | DCDA | 8.000 | 3654510 | SOUTHEAST METER ROOM
822 | WILLIAMS AVE | 43212 | Active | 32710 | WATTS | 007M1-QT | DC | 0.750 | 3654511 | SOUTHEAST METER ROOM
873 | WILLIAMS AVE | 43212-3850 | Active | 3879819 | WILKINS | 975XL | RP | 1.000 | 3562658 | 873 BLDG MID W SUPPLY/IRRIG CLOSET
875 | WILLIAMS AVE | 43212 | Active | 4627600 | WILKINS | 975XL | RP | 1.500 | 3605889 | NE CORNER OF BUILDING IN HOT BOX
900 | WILLIAMS AVE | 43212-3851 | Removed | 3BL0885REM | AMES | 3000SS | DCDA | 8.000 | 74474 | REMOVED-NE CORNER OF BUILDING
900 | WILLIAMS AVE | 43212-3851 | Removed | 64673REM | WATTS | 007QT | DC | 0.750 | 74475 | REMOVED-N/E BACK CORNER
916 | Williams Ave | 43212 | New Construction |  |  |  | RP | 0.750 | 3648507 | HOTBOX
492 | WILLIAMS RD | 43207-5156 | Active | W172258 | WILKINS | 975XL | RP | 0.750 | 65423 | BY HOT WATER TANK NEW EDITION
492 | WILLIAMS RD | 43207-5156 | Due Install |  |  |  | RP | 0.750 | 3656474 | FIRE PANEL ROOM OLD EDITION
110 | WILLIAMS RD | 43207-5165 | Due Install |  |  |  | RP | 1.000 | 3562741
1144 | WILLIAMS RD | 43207-5165 | Active | 187728 | WATTS | 009QT | RP | 0.750 | 54050 | AT WATER METER
1185 | WILLIAMS RD | 43207-5104 | Active | H08181 | FEBCO | 825YA | RP | 0.750 | 54199 | AT WATER METER
1187 | WILLIAMS RD | 43207-5104 | Active | 182245 | WATTS | 007M3QT | DC | 0.750 | 54203 | NORTHEAST CORNER OF BUILDING AT METER
1187 | WILLIAMS RD | 43207-5104 | Due Install | [5 empty] | 3638350 | NORTHEAST CORNER OF BUILDING AT METER
1189 | WILLIAMS RD | 43207-5104 | Active | 61512 | WATTS | 009QT | RP | 0.750 | 54207 | NORTHWEST CORNER OF BUILDING AT METER
1310 | WILLIAMS RD | 43207 | Active | 396257 | WATTS | 009M3QT | RP | 0.750 | 3608008 | INSIDE ELECTRIC ROOM-WILLIAMS ROAD UNDERPASS ST-28
1400 | WILLIAMS RD | 43207-5185 | Removed | REM589247 | WILKINS | 975 | RP | 1.000 | 54920 | ***REMOVED*** FRONT UTILITY ROOM
1410 | WILLIAMS RD | 43207-5185 | Removed | REM93800 | WATTS | 009QT | RP | 1.500 | 54946 | ***REMOVED*** MECH ROOM EAST SIDE OF BUILDING
1500 | WILLIAMS RD | 43207-5108 | Active | AKF5079 | WILKINS | 375 | RP | 2.000 | 55224 | MECHANICAL ROOM AT WATER METER - FURNANCE RM
1600 | WILLIAMS RD | 43207-5109 | Active | 334484 | WATTS | 909M1QT | RP | 2.000 | 55741 | 1580 WILLIAMS -MECH/RISER FIRE PUMP ROOM -ODW, AT WATER ENTRY
1600 | WILLIAMS RD | 43207-5109 | Due Install |  |  |  | DCDA | 8.000 | 3651190 | MTR PIT WEST OF WAREHOUSE
1650 | WILLIAMS RD | 43207-5189 | Active | 233015 | WILKINS | 975XL | RP | 1.500 | 55733 | 1662 WILLIAMS -SW CORNER # 1 DOCK DOOR
1650 | WILLIAMS RD | 43207-5189 | Removed | 045472REM | WATTS | LF009M2QT | RP | 1.500 | 55734 | 1635 WATKINS - BREAK ROOM SOUTH END IN WALL
1650 | WILLIAMS RD | 43207-5189 | Active | 233019 | WILKINS | 975XL | RP | 1.500 | 55735 | 1658 WILLIAMS - IN FIRE SPRINKLER PUMP ROOM
1650 | WILLIAMS RD | 43207-5189 | Active | 233028 | WILKINS | 975XL | RP | 1.500 | 55736 | 1675 WATKINS -NW END AT WATER ENTRY
1650 | WILLIAMS RD | 43207-5189 | Active | 233033 | WILKINS | 975XL | RP | 1.500 | 55737 | 1695 WATKINS - NW CENTER OF BUILDING
1650 | WILLIAMS RD | 43207-5189 | Active | 2LN2012 | AMES | 2000SS | DC | 8.000 | 55739 | 1580 WILLIAMS -MECH/RISER FIRE PUMP ROOM -ODW
1650 | WILLIAMS RD | 43207-5189 | Active | 305450 | WATTS | 909M1QT | RP | 2.000 | 55740 | 1655 WATKINS - WEST WALL DOCK DOOR #45
1650 | WILLIAMS RD | 43207-5189 | Active | 47339 | WATTS | 009QT | RP | 1.500 | 55742 | 1654 WILLIAMS -PUMP HSE SW RISER RM -ODW
1650 | WILLIAMS RD | 43207-5189 | Due Install |  |  |  | RP | 10.000 | 3632652 | NEEDS RP AT PIT
1650 | WILLIAMS RD | 43207-5189 | LPS - Due Install | [5 empty] | 3632653 | 1675 WATKINS -NW END AT WATER ENTRY
1680 | WILLIAMS RD | 43207- | Active | 115272 | WATTS | 009M2PCQT | RP | 0.750 | 55829 | RESTROOM AT METER
1890 | WILLIAMS RD | 43207-5113 | Not Required by DOW | 30556 | AMES | 3000SS | DCDA | 8.000 | 56522 | UTILITY ROOM WEST SIDE OF BUILDING (S#3EN0556)
1890 | WILLIAMS RD | 43207-5113 | Active | 577013 | WILKINS | 975 | RP | 1.000 | 56523 | UTILITY ROOM WEST SIDE OF BUILDING
1890 | WILLIAMS RD | 43207-5113 | Not Required by DOW | 6129 | AMES | 2000SS | DC | 0.750 | 56524 | UTILITY ROOM WEST SIDE OF BUILDING
1890 | WILLIAMS RD | 43207-5113 | Not Required by DOW | 2E02979 | AMES | 2000SS | DC | 4.000 | 91362 | Right side whse wall - 1860 Williams
1890 | WILLIAMS RD | 43207-5113 | Active | 480040 | WATTS | 909QT | RP | 0.750 | 91363 | Fire alarm panel room - 1860 Williams
1890 | WILLIAMS RD | 43207-5113 | LPS - Active |  |  |  | LST |  | 3626262 | FIRE PUMP - FIRE ALARM PANEL ROOM, 1860 WILLIAMS
1890 | WILLIAMS RD | 43207-5113 | Active | 1968311119 | AMES | 3000 | DCDA | 8.000 | 3639647 | METER PIT
1890 | WILLIAMS RD | 43207-5113 | Active | 4833270 | WILKINS | 975 | RP | 1.000 | 3639648
1890 | WILLIAMS RD | 43207-5113 | Active | 83090 | AMES | 2000B | DC | 0.750 | 3646296 | METER PIT
2040 | WILLIAMS RD | 43207- | Active | 18223366 | WILKINS | XLTCU | RP | 1.000 | 3562763 | mtr n side warehouse
2050 | WILLIAMS RD | 43207-5117 | Active | 281869 | WATTS | 009M2QT | RP | 1.000 | 57111 | NEAR WATER METER
2050 | WILLIAMS RD | 43207-5117 | Active | 20164 | AMES | 2000SS | DC | 6.000 | 87324 | NE CORNER OF BUILDING
2052 | WILLIAMS RD | 43207-5117 | Active | 21500 | AMES | 2000CIV | DC | 6.000 | 57114 | AT FIRE RISER
2052 | WILLIAMS RD | 43207-5117 | Active | 589087 | WILKINS | 975 | RP | 1.000 | 57115 | AT SERVICE ENTRANCE (2058 WILLIAMS RD) METER IS IN FORD BOX NORTHWEST OF PON
2953 | WILLIAMS RD | 43207-3570 | Active | 80714 | WATTS | LF919 | RP | 0.750 | 3646637 | BASEMENT AT METER
4241 | WILLIAMS RD | 43125-9029 | Active | TG-1785 | AMES | COLT300GV | DCDA | 8.000 | 3562787 | FIRE RISER ROOM
4241 | WILLIAMS RD | 43125-9029 | Active | 57805 | AMES | 2000BM3 | DC | 0.750 | 3644828 | FIRE RISER ROOM
4241 | WILLIAMS RD | 43125-9029 | Active | 152016 | WATTS | LF009M2QT | RP | 2.000 | 3644842 | FIRE RISER ROOM
4343 | WILLIAMS RD | 43125-9484 | Active | 196746 | WATTS | LF009M2QT | RP | 2.000 | 3562788 | S/E CORNER OF MAIN BUILDING
4343 | WILLIAMS RD | 43125-9484 | Active | WC-1251 | WATTS | 757 | DCDA | 8.000 | 3650414 | PUMP HOUSE N/E
4343 | WILLIAMS RD | 43125-9484 | LPS - Active |  |  |  | LST |  | 3650415 | FIRE PUMP - PUMP HOUSE N/E
4343 | WILLIAMS RD | 43125-9484 | Active | 231480 | WATTS | 007M3QT | DC | 0.750 | 3652914 | PUMP HOUSE N/E
4355 | WILLIAMS RD | 43125-9484 | Active | 27617 | WATTS | 919-QT | RP | 1.500 | 3562789
2250 | williams rd unit watr |  | New Construction |  |  |  | RP | 4.000 | 3659606
2250 | williams rd unit watr |  | New Construction |  |  |  | DCDA | 8.000 | 3659607
2250 | williams rd unit watr |  | New Construction |  |  |  | DC | 0.750 | 3659608
5390 | WILLOUGHBY ST | 43235-7386 | Active | T303580 | WILKINS | 720A | PVB | 0.750 | 3562867 | RIGHT SIDE
6023 | WILLOW ASTER GLN | 43123 | Active | EAD8250 | WILKINS | 720A | PVB | 0.750 | 3653915 | RIGHT SIDE
6031 | WILLOW ASTER GLN | 43123 | Active | CAA30873 | WILKINS | 720A | PVB | 0.750 | 3654079 | LEFT SIDE OF HOUSE
6047 | WILLOW ASTER GLN | 43123 | Active | T466438 | WILKINS | 720A | PVB | 0.750 | 3651570 | LEFT SIDE
6063 | WILLOW ASTER GLN | 43123 | Active | EAF4764 | WILKINS | 720A | PVB | 0.750 | 3654488 | RIGHT FRONT CORNER
6091 | WILLOW ASTER GLN | 43123 | Active | CB001752 | WILKINS | 720A | PVB | 0.750 | 3649149
6098 | WILLOW ASTER GLN | 43123 | Active | VAA06628 | WILKINS | 720A | PVB | 0.750 | 3649252 | LEFT SIDE OF HOUSE
6108 | WILLOW ASTER GLN | 43123 | Active | CB915304 | WILKINS | 720A | PVB | 0.750 | 3648853 | RIGHT SIDE OF HOUSE
6111 | WILLOW ASTER GLN | 43123 | Active | CAA36804 | Wilkins | 720A | PVB | 0.750 | 3650198
6141 | WILLOW ASTER GLN | 43123 | Active | T424375 | Wilkins | 720A | PVB | 0.750 | 3649945 | LEFT FRONT
5734 | WILLOW CREEK CIR | 43213-2680 | NULL | ZZ5734WILLOWCREEKDR |  |  |  |  | 3562887
2717 | WILLOW GLEN RD | 43026-9512 | Active | 491243 | WILKINS | 720A | PVB | 0.750 | 94939 | FRONT LEFT
2735 | WILLOW GLEN RD | 43026-9512 | Active | 113747 | WATTS | 800M4QT | PVB | 0.750 | 94940 | LEFT SIDE OF HOUSE
2740 | WILLOW GLEN RD | 43026-9513 | Active | T386830 | WILKINS | 720A | PVB | 0.750 | 3562948 | LEFT FRONT
3488 | WILLOW GROVE | 43054-8582 | Active | T295105 | WILKINS | 720A | PVB | 0.750 | 94941 | WEST SIDE OF HOUSE
3493 | WILLOW GROVE | 43054-8580 | Active | CB076435 | WILKINS | 420 | PVB | 0.750 | 60842 | NE CORNER OF HOUSE
3501 | WILLOW GROVE | 43054-8579 | Active | BL7321 | FEBCO | 765 | PVB | 0.750 | 60926 | RIGHT SIDE OF HOUSE
3509 | WILLOW GROVE | 43054-8579 | Active | CB678921 | WILKINS | 720A | PVB | 1.000 | 60932 | SOUTH SIDE
3516 | WILLOW GROVE | 43054-8583 | Active | 375428 | WILKINS | 720A | PVB | 0.750 | 60951 | RIGHT SIDE OF HOUSE
3534 | WILLOW GROVE | 43054-8584 | Active | 375441 | WILKINS | 720A | PVB | 0.750 | 60969 | S.W. CORNER OF HOUSE
3537 | WILLOW GROVE | 43054-8579 | Active | H245206 | FEBCO | 765 | PVB | 0.750 | 61022 | RIGHT SIDE
3562 | WILLOW GROVE | 43054-8585 | Active | 134831 | WATTS | 800M4QT | PVB | 0.750 | 61109 | LEFT HAND SIDE
5700 | WILLOW LAKE DR | 43123-8840 | Removed | 687443REM | WILKINS | 720A | PVB | 1.000 | 67662 | REMOVED - RIGHT SIDE OF BLDG
5700 | WILLOW LAKE DR | 43123-8840 | Active | G281126 | WILKINS | 720A | PVB | 1.000 | 3612993 | EASTSIDE OF BUILDING
5700 | WILLOW LAKE DR | 43123-8840 | Due Install |  |  |  | RP | 1.000 | 3657121 | AT MTR
1680 | WILLOW PARK CT | 43065-9298 | Active | 181345 | WILKINS | 420 | PVB | 1.000 | 55820 | RIGHT SIDE OF HOUSE
7009 | WILLOW RUN DR | 43017-1016 | Active | 448163 | WATTS | 800QT | PVB | 1.000 | 71266 | RIGHT FRONT
7016 | WILLOW RUN DR | 43017-1016 | Active | 218909 | WATTS | 800M4QT | PVB | 1.000 | 71287 | FRONT
7017 | WILLOW RUN DR | 43017-1016 | Active | H099915 | FEBCO | 765 | PVB | 1.000 | 71288 | LEFT SIDE OF HOUSE
7025 | WILLOW RUN DR | 43017-1016 | Active | H099861 | FEBCO | 765 | PVB | 1.000 | 71294 | LEFT SIDE OF HOME CENTER
7032 | WILLOW RUN DR | 43017-1016 | Active | H752863 | FEBCO | 765 | PVB | 0.750 | 3563032 | RIGHT OF FRONT DOOR
7033 | WILLOW RUN DR | 43017-1016 | Active | CAA69366 | WILKINS | 720A | PVB | 0.750 | 3563033 | FRONT RIGHT
7041 | WILLOW RUN DR | 43017-1016 | Active | 689461 | WATTS | 800M2QT | PVB | 1.000 | 71309 | LEFT SIDE OF HOUSE
7048 | WILLOW RUN DR | 43017-1016 | Active | 371629 | WILKINS | 720A | PVB | 1.000 | 71316 | LH SIDE
7049 | WILLOW RUN DR | 43017-1016 | Active | G200995 | WILKINS | 720A | PVB | 1.000 | 71319 | REAR LEFT CENTER
1769 | WILLOWAY N CIR | 43220- | Replaced | REPH755653 | FEBCO | 765 | PVB | 0.750 | 56071 | REPLACED- NORTH EAST END OF BUILDING
1769 | WILLOWAY N CIR | 43220- | Active | H755653 | FEBCO | 765 | PVB | 0.750 | 3609621 | NORTH EAST END OF BUILDING
1949 | WILLOWAY N CIR | 43220- | Active | 953353 | WILKINS | 720A | PVB | 0.750 | 56725 | NORTH WEST END OF BUILDING
2560 | WILLOWGATE RD | 43123-1589 | Active | 151816 | WATTS | 800M4FR | PVB | 0.750 | 97577 | right side of house
27 | WILSON AVE | 43205-1423 | Due Install |  |  |  | RP | 0.750 | 3563370
27 | WILSON AVE | 43205-1423 | Active | WH-0148 | AMES | COLT 300 GV | DCDA | 4.000 | 3656505
27 | WILSON AVE | 43205-1423 | Active | 70044 | AMES | 2000BM3 | DC | 0.750 | 3659474
20 | WILSON AVE | 43205-1455 | Not Required by DOW |  |  |  | RP | 0.750 | 3563401 | MTR IN BASEMENT IN KITCHEN IN NW CORNER
120 | WILSON AVE | 43206-3147 | Active | 82299 | WATTS | 919QT | RP | 0.750 | 3563661 | IN SHED E END OF PROPERTY
1269 | WILSON AVE | 43206-3171 | Active | 213354 | WATTS | LF009M3QT | RP | 0.750 | 3636126 | IN SHANTY NW OF COMMUNITY GARDEN BY ALLEY AT WATER METER
72 | WILSON DR | 43085-4024 | Active | H339742 | FEBCO | 765 | PVB | 0.750 | 89235 | RIGHT SIDE OF HOUSE
45 | WILSON RD | 43204-1281 | Not Required by DOW | 110025 | WATTS | 009M2QT | RP | 0.750 | 64197 | BASEMENT
45 | WILSON RD | 43204-1281 | Active | 435793 | WATTS | LF0093QT | RP | 0.750 | 3633474 | In basement
90 | WILSON RD | 43204-1386 | Active | 469173 | WATTS | 009M3 | RP | 0.750 | 3563911 | AT METER IN BACK STORAGE AREA
11 | WILSON RD | 43204 | Active | 1014930701 | AMES | 3000-1SS | DCDA | 8.000 | 3641440 | IN THE FIRE RISERS ROOM
110 | WILSON RD | 43204 | Active | 20024 | AMES | 2000B | DC | 0.750 | 3641441 | IN THE FIRE RISERS ROOM
114 | WILSON RD | 43204- | Active | W005572 | wilkins | 975 | RP | 1.500 | 3563912 | LEFT OF FIRE SPRINKLER RISER ROOM AT METER
130 | WILSON RD | 43204-1262 | Active | T459201 | WILKINS | 720A | PVB | 0.750 | 54562 | REAR OF BUILDING
138 | WILSON RD | 43204-1262 | Due Install |  |  |  | RP | 0.750 | 3563916
152 | WILSON RD | 43204- | Active | 114169 | WATTS | 009M2QT | RP | 1.000 | 55291 | BACK ROOM NEAR METER
191 | WILSON RD | 43204-1224 | Active | 116982 | WATTS | 709 | DCDA | 6.000 | 56591 | FIRST STORAGE UNIT A FIRE SYSTEM RISER
191 | WILSON RD | 43204-1224 | Active | 32447 | WATTS | 007QT | DC | 0.750 | 56592 | AT FIRE SYSTEM RISER IN FIRST STORATE UNIT BEHIND HOUSE
191 | WILSON RD | 43204-1224 | Due Install |  |  |  | RP | 0.750 | 3632756
192 | WILSON RD | 43204-1263 | Due Install |  |  |  | RP | 1.500 | 3563928
240 | WILSON RD | 43205- | Active | W245350 | WILKINS | 975XLBMS | RP | 1.000 | 75085 | LOAD DOCK (250 WILSON ROAD) EAST SIDE
240 | WILSON RD | 43205- | Active | W245052 | WILKINS | 975XLBMS | RP | 2.000 | 75086 | LOAD DCK EAST WALL BACK OF BUILDING
240 | WILSON RD | 43205- | Active | 1940798 | WILKINS | 975XLBMS | RP | 1.250 | 75087 | LOADING DOCK EAST WASLL (OVERHEAD) BACK OF BUILDING
240 | WILSON RD | 43205- | Active | 2LJ0842 | AMES | 2000SE | DC | 8.000 | 92389 | REAR DOCK (KROGERS)
240 | WILSON RD | 43205- | Due Install |  |  |  | RP | 8.000 | 3639656
300 | WILSON RD | 43205-1938 | Active | 405006 | WATTS | 909M1QT | RP | 1.500 | 59720 | REAR @ WATER MTR ROOM NORTH OF GYM
303 | WILSON RD | 43205-1990 | Active | 1103 | WATTS | 909 | RP | 6.000 | 59828 | PUMP HOUSE
303 | WILSON RD | 43205-1990 | Active | 4536193 | WILKINS | 975XL2 | RP | 0.750 | 59832 | FIRE PROTECTION SYSTEM -- PUMP HOUSE
303 | WILSON RD | 43205-1990 | Active | 4787298 | WILKINS | 975XL2 | RP | 1.500 | 3626550 | SE METER ROOM AT WATER METER Outside Door
307 | WILSON RD | 43205- | Active | 139017 | WILKINS | 975 | RP | 0.750 | 59829 | AT WATER METER
775 | WILSON RD | 43205- | Active | 4973159 | WILKINS | 375XL | RP | 1.000 | 72702 | SW CORNER BY WATER METER
820 | WILSON RD | 43204- | Active | 437114 | WILKINS | 975XL2 | RP | 1.500 | 73498 | BOILER ROOM
820 | WILSON RD | 43204- | Active | 32653 | WATTS | 009QT | RP | 0.500 | 73499 | BOILER ROOM
845 | WILSON RD | 43204-1418 | Removed | 881837REM | WILKINS | 975XL | RP | 0.750 | 73872 | NORTH WALL CAR WASH STORAGE
845 | WILSON RD | 43204-1418 | Active | 99301 | WATTS | 919QT | RP | 0.750 | 3638837 | RESTROOM AT METER
850 | WILSON RD | 43204-1487 | Not Required by DOW | 77039 | WATTS | 919QT | RP | 1.000 | 73990 | CAR WASH MECHANICAL ROOM
850 | WILSON RD | 43204-1487 | Active | 114586 | WATTS | LF009M2QT | RP | 1.500 | 3653447 | AT WATER MTR UNDER SINK
900 | WILSON RD | 43206- | Active | 4300094 | WILKINS | 975XL | RP | 1.250 | 3563943 | WEST OUTSIDE DOOR
901 | WILSON RD | 43206- | Removed | 537810REM | WILKINS | 975 | RP | 0.750 | 74493 | IN STORAGE ROOM REMOVED
901 | WILSON RD | 43206- | Active | AMA02129 | WILKINS | 975XL3 | RP | 1.500 | 3629833 | IN STORAGE ROOM
138 | WILSON RD | 43206- | Active | 4729632 | WILKINS | 975XL | RP | 1.000 | 54862 | EAST OF METER PIT AT FORD BOX
1388 | WILSON RD | 43206- | Due Install |  |  |  | RP |  | 3648301 | EAST OF METER PIT AT FORD BOX
1809 | WILSON RD | 43228-9579 | Not Required by DOW | 438992 | WATTS | 909M1QT | RP | 1.50 | 56255 | NORTH WALL, 1ST FLOOR IN MECHANICAL ROOM
1809 | WILSON RD | 43228-9579 | Not Required by DOW | 187390 | WATTS | 909 | RP | 4.000 | 56257 | CIP ROOM 2ND FLOOR RM A230, CENTER OF BLDG
1809 | WILSON RD | 43228-9579 | Not Required by DOW | 187451 | WATTS | 909 | RP | 4.000 | 56258 | BUILDING 27 NE CORNER
1809 | WILSON RD | 43228-9579 | Not Required by DOW | HC-1317 | WILKINS | 975 | RP | 6.000 | 56259 | FIRST FLOOR NORTHEAST CORNER--PURIFIED WATER SYSTEM
1809 | WILSON RD | 43228-9579 | Removed | B02743REM | WILKINS | 975 | RP | 6.000 | 56260 | REMOVED-MECHANICAL ROOM
1809 | WILSON RD | 43228-9579 | Not Required by DOW | 307650 | WATTS | 909M1QT | RP | 1.250 | 56261 | BUILDING 24 ROOM 390
1809 | WILSON RD | 43228-9579 | Not Required by DOW | 307651 | WATTS | 909M1QT | RP | 1.250 | 56262 | BUILDING 24, ROOM 390
1809 | WILSON RD | 43228-9579 | Not Required by DOW | BO3152 | WILKINS | 975 | RP | 4.000 | 56263 | SECOND FLOOR--PURIFIED WATER SYSTEM
1809 | WILSON RD | 43228-9579 | Not Required by DOW | 401139 | WATTS | 709 | DC | 10.000 | 56266 | UTILITY ROOM SPRINKLER RISER ROOM
1809 | WILSON RD | 43228-9579 | Not Required by DOW | 411606 | WATTS | 909M1QT | RP | 2.000 | 56267 | 3RD FLOOR MECH ROOM , AREA 26
1809 | WILSON RD | 43228-9579 | Not Required by DOW | 005285 | WATTS | 800M4QT | PVB | 0.750 | 56268 | 3RD FL. MECH ROOM
1809 | WILSON RD | 43228-9579 | Not Required by DOW | 497968 | WATTS | 009QT | RP | 0.750 | 56269 | SW CORNER OVER VALUT
1809 | WILSON RD | 43228-9579 | Not Required by DOW | 06147 | WATTS | 719QT | DC | 1.000 | 87350 | AREA 10 HALLWAY
1809 | WILSON RD | 43228-9579 | Not Required by DOW | 427317 | WATTS | 909QT | RP | 0.750 | 92120 | AREA 24 1ST FLR RM 24-127
1809 | WILSON RD | 43228-9579 | Not Required by DOW | HI-1622 | WATTS | 957 | RP | 6.000 | 93060 | MECH ROOM
1809 | WILSON RD | 43228-9579 | Not Required by DOW | 618166 | WATTS | 909PCHWQT | RP | 0.750 | 94852 | STABILITY ROOM CLOSET
1809 | WILSON RD | 43228-9579 | Not Required by DOW | 233786 | WATTS | LF009QT | RP | 0.500 | 97839 | Rm 05-139
1809 | WILSON RD | 43228-9579 | Not Required by DOW | A99106 | WATTS | 909QT | RP | 0.750 | 98681 | MAKE-UP WATER
1809 | WILSON RD | 43228-9579 | Not Required by DOW | 44185 | WATTS | 909QT | RP | 1.000 | 98682 | UNDER EXHAUST DUCT
1809 | WILSON RD | 43228-9579 | Not Required by DOW | 442414 | WATTS | 909HWM1QT | RP | 2.000 | 98821 | AREA 25 2ND FLOOR SOLIDS ROOM 25-214 ABOVE
1809 | WILSON RD | 43228-9579 | Not Required by DOW | 180756 | WATTS | 909 | RP | 3.000 | 98822 | AREA 14 WATER ROOM 1ST FLOOR ROOM 14-102
1809 | WILSON RD | 43228-9579 | Not Required by DOW | 119431 | WATTS | 909 | RP | 2.500 | 99115 | AREA 03
1809 | WILSON RD | 43228-9579 | Not Required by DOW | A99103 | WATTS | 009PCQT | RP | 0.500 | 100051 | ROOM 13-129
1809 | WILSON RD | 43228-9579 | Not Required by DOW | 24188 | WATTS | 909HWQT | RP | 0.750 | 100502 | CHEMICAL STORAGE ROOM #03-109
1809 | WILSON RD | 43228-9579 | Not Required by DOW | B03152 | WILKINS | 975 | RP | 4.000 | 101393 | 2ND FLOOR WATER ROOM
1809 | WILSON RD | 43228-9579 | Not Required by DOW | 451048 | WATTS | 909HWM1QT | RP | 2.000 | 3604473 | 13-205
1809 | WILSON RD | 43228-9579 | Not Required by DOW | 2358 | WILKINS | 375AST | RP | 4.000 | 3609370 | CHILLER BUILDING
1809 | WILSON RD | 43228-9579 | Not Required by DOW | 002257 | WATTS | LF909 | RP | 3.000 | 3613749 | BLDG 36, 2ND FL, SW MECH RM
1809 | WILSON RD | 43228-9579 | Not Required by DOW | 418431 | WATTS | 909M1QT | RP | 1.500 | 3616721 | ROOM 06-112
1809 | WILSON RD | 43228-9579 | Not Required by DOW | 14831 | WATTS | 919QT | RP | 2.000 | 3616743 | HEAT EXCHANGER, 05-215 ROOM
1809 | WILSON RD | 43228-9579 | Not Required by DOW | 99457 | WATTS | 909 | RP | 1.500 | 3616744 | EYE WASH SINK
1809 | WILSON RD | 43228-9579 | Not Required by DOW | 262519 | WATTS | 909 | RP | 6.000 | 3616745 | 39-1203
1809 | WILSON RD | 43228-9579 | Not Required by DOW | 016817 | WATTS | 009 | RP | 1.000 | 3622944 | 1ST FLOOR WAREHOUSE
1809 | WILSON RD | 43228-9579 | Active | RJ-1363 | WATTS | 957 | RP | 6.000 | 3625078 | OUT BLDG-NE CORNER OF PROP AT 1809 WILSON RD
1809 | WILSON RD | 43228-9579 | Active | RJ-1183 | WATTS | 957 | RP | 6.000 | 3625079 | OUT BLDG-NE CORNER OF PROP AT 1809 WILSON RD
1809 | WILSON RD | 43228-9579 | Active | RJ-1379 | WATTS | 957 | RP | 10.000 | 3625082 | HOT BOX BY WILSON RD GATE 2
1809 | WILSON RD | 43228-9579 | LPS - Active |  |  |  | LST |  | 3656978 | DOMESTIC PUMP -
1900 | WILSON RD | 43228-9606 | Due Install |  |  |  | RP | 1.000 | 3563946 | WILSON RD GOLF COURSE PRO SHOP
2212 | WILSON RD | 43228-9595 | Active | 4933770 | WILKINS | 975 | RP | 1.500 | 3563947 | WAREHOUSE NORTH WALL
2212 | WILSON RD | 43228-9595 | Active | VK-0075 |  |  | DCDA | 6.000 | 3649704 | WAREHOUSE N/E CORNER
2212 | WILSON RD | 43228-9595 | Active | 67076 | AMES | 2000BM3 | DC | 0.750 | 3651962 | WAREHOUSE N/E CORNER
2248 | WILSON RD | 43228- | Active | 260433 | WILKINS | 975XL | RP | 2.000 | 57741 | NEXT TO WATER METER--NE CORNER OF BLDG
2248 | WILSON RD | 43228- | Active | 3FL0276 | AMES | 3000SS | DCDA | 4.000 | 57742 | NE CORNER NEXT TO WATER METER
2248 | WILSON RD | 43228- | Active | 77240 | WATTS | 007M2QT | DC | 0.750 | 57743 | NE CORNER OF WAREHOUSE--2244 WILSON RD
303 | WILSON RD UNIT R | 43205-1990 | Not Required by DOW | 143714 | WILKINS | 975 | RP | 0.750 | 59830 | BOILER ROOM - SERVICE GARAGE
303 | WILSON RD UNIT R | 43205-1990 | Active | 1150004 | wilkins | 975xl | RP | 2.000 | 59831 | SERVICE WATER TO BLDG - BOILER ROOM
118 | WILSTONE CT | 43240-6031 | Active | H054982 | FEBCO | 765 | PVB | 0.750 | 54200 | LEFT SIDE OF HOUSE
7086 | WILTON CHASE | 43017 | Active | T085815 | WILKINS | 720A | PVB | 0.750 | 103832 | LEFT FRONT
7094 | WILTON CHASE | 43017 | Active | Caa35765 | WILKINS | 720A | PVB | 0.750 | 103072 | RIGHT MIDDLE
7102 | WILTON CHASE | 43017 | Active | CB081366 | WILKINS | 720A | PVB | 0.750 | 3602314
7110 | WILTON CHASE | 43017 | Active | T181276 | WILKINS | 720A | PVB | 0.750 | 3615417 | LEFT OF FRONT DOOR
7118 | WILTON CHASE | 43017 | Active | EAF5958 | WILKINS | 720A | PVB | 0.750 | 3602313 | LEFT FRONT
7126 | WILTON CHASE | 43017 | Active | CB154294 | WILKINS | 720 | PVB | 0.750 | 3609342 | RIGHT SIDE
7134 | WILTON CHASE | 43017 | Active | T363382 | WILKINS | 720A | PVB | 0.750 | 3602311 | LEFT SIDE
7150 | WILTON CHASE | 43017 | Active | T154969 | WILKINS | 720 | PVB | 1.000 | 3602309 | LEFT SIDE
7155 | WILTON CHASE | 43017-7079 | Active | T076776 | WILKINS | 720A | PVB | 0.750 | 102041 | LEFT FRONT
7158 | WILTON CHASE | 43017 | Active | HE50522 | FEBCO | 765 | PVB | 1.000 | 101974 | SE CORNER OF HOUSE BY GAS METER
7163 | WILTON CHASE | 43017-7079 | Active | 143574 | WILKINS | 420 | PVB | 0.750 | 101475 | FRONT LEFT OF DOOR BY COVE
7171 | WILTON CHASE | 43017-7079 | Active | CB602889 | WILKINS | 720A | PVB | 0.750 | 97428 | RIGHT SIDE
7179 | WILTON CHASE | 43017 | Active | T013258 | WILKINS | 720A | PVB | 0.750 | 100583 | RIGHT SIDE
7187 | WILTON CHASE | 43017 | Active | T01353 | WILKINS | 720A | PVB | 0.750 | 3597582 | LEFT SIDE
7195 | WILTON CHASE | 43017 | Active | T199304 | WILKINS | 720A | PVB | 0.750 | 3609826 | LEFT FRONT SIDE OF HOUSE
7219 | WILTON CHASE | 43017 | Active | T199234 | WILKINS | 720A | PVB | 0.750 | 3606289 | RIGHT SIDE OF HOUSE
7227 | WILTON CHASE | 43017 | Active | 576845 | CONBRACO | PVB | PVB | 0.750 | 3605827 | FRONT LEFT IN COVE
7235 | WILTON CHASE | 43017 | Active | CB029321 | WILKINS | 720 | PVB | 0.750 | 3602856 | RIGHT FRONT
7243 | WILTON CHASE | 43017 | Active | CB016137 | WILKINS | 720A | PVB | 0.750 | 103439 | LEFT SIDE
7251 | WILTON CHASE | 43017 | Active | CB083088 | WILKINS | 720 | PVB | 0.750 | 3603279 | RIGHT SIDE
7252 | WILTON CHASE | 43017 | Active | T146554 | WILKINS | 720A | PVB | 0.750 | 3603440 | RIGHT SIDE OF HOUSE
7259 | WILTON CHASE | 43017 | Active | CB072615 | WILKINS | 720A | PVB | 0.750 | 3604470 | RIGHT FRONT
7260 | WILTON CHASE | 43017 | Active | T231446 | WILKINS | 720A | PVB | 0.750 | 3616485 | RIGHT FRONT
7267 | WILTON CHASE | 43017 | Active | CB011487 | WILKINS | 720A | PVB | 0.750 | 103237 | RIGHT SIDE OF HOUSE
7268 | WILTON CHASE | 43017 | Active | T191375 | WILKINS | 720A | PVB | 0.750 | 3605871 | LEFT FRONT
7275 | WILTON CHASE | 43017 | Active | T230457 | WILKINS | 720A | PVB | 0.750 | 3616766 | RIGHT FRONT CORNER
7276 | WILTON CHASE | 43017 | Active | CB083022 | WILKINS | 720 | PVB | 0.750 | 3602903 | LEFT SIDE OF HOUSE
7284 | WILTON CHASE | 43017 | Active | T198325 | WILKINS | 720 | PVB | 0.750 | 3607728 | RIGHT SIDE
7292 | WILTON CHASE | 43017 | Active | T318752 | WILKINS | 720 | PVB | 0.750 | 3613142 | LEFT SIDE OF HOUSE
7300 | WILTON CHASE | 43017 | Active | CB363129 | WILKINS | 720A | PVB | 0.750 | 3608024 | RIGHT FRONT
6031 | WILTON HOUSE CT | 43054-8945 | Active | 371702 | WILKINS | 720A | PVB | 1.000 | 68745 | RIGHT SIDE OF HOUSE
7115 | WILTON LOOP | 43017 | Active | T205902 | WILKINS | 720A | PVB | 0.750 | 102423 | RIGHT FRONT
7116 | WILTON LOOP | 43017 | Active | T096923 | WILKINS | 720A | PVB | 0.750 | 102140 | FRONT LEFT IN COVE
7123 | WILTON LOOP | 43017 | Active | T034205 | WILKINS | 720A | PVB | 0.750 | 102981 | RIGHT FRONT BY A/C
7124 | WILTON LOOP | 43017 | Active | T013247 | WILKINS | 720A | PVB | 0.750 | 101452 | RIGHT SIDE
7124 | WILTON LOOP | 43017 | Active | 36865 | WATTS | 919AQT | RP | 0.750 | 101612 | AT WATER METER IN BASEMENT
7131 | WILTON LOOP | 43017 | Active | CB075303 | WILKINS | 720A | PVB | 0.750 | 3602937 | left side
7132 | WILTON LOOP | 43017 | Removed | 44392REM | WATTS | 919AQT | RP | 0.750 | 102812 | **REMOVED** BASEMENT FOR SUMP PUMP -PUMP
7132 | WILTON LOOP | 43017 | Active | H744646 | FEBCO | 765 | PVB | 0.750 | 3609573 | FRONT LEFT OF DOOR IN COVE
7139 | WILTON LOOP | 43017-7091 | Active | F005827 | WILKINS | 720A | PVB | 0.750 | 97735 | front of house
7140 | WILTON LOOP | 43017 | Replaced | REPT176225 | WILKINS | 720A | PVB | 0.750 | 101053 | REPLACED- RIGHT SIDE OF HOUSE
7140 | WILTON LOOP | 43017 | Active | T258906 | WILKINS | 720A | PVB | 1.000 | 3609737 | RIGHT SIDE OF HOUSE
7147 | WILTON LOOP | 43017 | Replaced | REPT074594 | WILKINS | 720A | PVB | 0.750 | 99547 | REPLACED- FRONT
7147 | WILTON LOOP | 43017 | Active | T295469 | WILKINS | 720A | PVB | 0.750 | 3610226 | FRONT
7888 | WILTSHIRE CT | 43016-8470 | Active | EAF6243 | WILKINS | 720A | PVB | 0.750 | 72948 | RT SIDE
7903 | WILTSHIRE CT | 43016-8470 | Active | 367555 | WILKINS | 720A | PVB | 1.000 | 72970 | RIGHT FRONT
7874 | WILTSHIRE DR | 43016-8468 | Active | T000039 | WILKINS | 720A | PVB | 0.750 | 98806 | LEFT FRONT
7890 | WILTSHIRE DR | 43016-8468 | Active | T293764 | WILKINS | 720A | PVB | 0.750 | 72950 | LEFT SIDE
7897 | WILTSHIRE DR | 43016-8467 | Active | T198192 | WILKINS | 720A | PVB | 0.750 | 3564095 | Right side of the house
7898 | WILTSHIRE DR | 43016-8468 | Active | T417522 | WILKINS | 720A | PVB | 0.750 | 72954 | RIGHT FRONT
7921 | WILTSHIRE DR | 43016-8467 | Active | EAG2799 | WILKINS | 720A | PVB | 0.750 | 98966 | RIGHT SIDE OF HOUSE
7929 | WILTSHIRE DR | 43016-8467 | Active | EF6583 | FEBCO | 765 | PVB | 1.000 | 72981 | LEFT FRONT
2407 | WIMBLEDON RD | 43220-4332 | Active | CAA34640 | WILKINS | 720A | PVB | 0.750 | 58229 | FRONT OF HOUSE RIGHT CORNER
2407 | WIMBLEDON RD | 43220-4332 | Active | T276916 | WILKINS | 720A | PVB | 1.000 | 58230 | REAR OF HOUSE RIGHT CENTER
2408 | WIMBLEDON RD | 43220-4333 | Active | 46295 | FEBCO | 765 | PVB | 1.000 | 94944 | FRONT OF HOUSE
2485 | WIMBLEDON RD | 43220-4211 | Active | EAJ6241 | WILKINS | 720A | PVB | 0.750 | 58433 | REAR-LEFT OF HOME SOUTH SIDE
2496 | WIMBLEDON RD | 43220-4212 | Active | G281093 | WILKINS | 720A | PVB | 1.000 | 58453 | BACK OF HOUSE
2525 | WIMBLEDON RD | 43220-4211 | Active | CAA79827 | WILKINS | 720A | PVB | 1.000 | 58556 | BACK BEHIND GARAGE
2534 | WIMBLEDON RD | 43220-4212 | Active | CB086662 | WILKINS | 720A | PVB | 1.000 | 87424 | FRONT OF HOUSE UNDER WINDOWS
8111 | WINCHCOMBE DR | 43016-8270 | Active | F022802 | WILKINS | 720A | PVB | 0.750 | 73334 | SOUTHSIDE LEFTSIDE
8119 | WINCHCOMBE DR | 43016-8270 | Active | t304832 | WILKINS | 720A | PVB | 0.750 | 73336 | LEFT FRONT
8127 | WINCHCOMBE DR | 43016-8270 | Active | T339967 | WILKINS | 720A | PVB | 0.750 | 73352 | FRONT OF HOUSE RIGHT FRONT DOOR
8134 | WINCHCOMBE DR | 43016 | Active | 63358 | FEBCO | 765 | PVB | 0.750 | 73359 | FRONT RIGHT OF DOOR
8135 | WINCHCOMBE DR | 43016-8270 | Active | AC7329 | FEBCO | 765 | PVB | 0.750 | 73360 | FRONT RIGHT
8142 | WINCHCOMBE DR | 43016-8272 | Active | 624363 | WILKINS | 720A | PVB | 0.750 | 73405 | L/SIDE OF HSE
8143 | WINCHCOMBE DR | 43016-8270 | Active | AC9827 | FEBCO | 765 | PVB | 0.750 | 102630 | BACK LEFT BY A/C
8150 | WINCHCOMBE DR | 43016 | Active | 423429 | WATTS | 800QT | PVB | 1.000 | 73426 | OUTSIDE ON RIGHT
8151 | WINCHCOMBE DR | 43016-8270 | Active | 26412 | WILKINS | 720A | PVB | 0.750 | 73427 | LEFT SIDE
8158 | WINCHCOMBE DR | 43016-8272 | Active | t418161 | WILKINS | 720A | PVB | 0.750 | 73438 | FRONT RIGHT
8159 | WINCHCOMBE DR | 43016-8270 | Active | H458998 | FEBCO | 765 | PVB | 1.000 | 73439 | RIGHT FRONT
8164 | WINCHCOMBE DR | 43016-8272 | Active | H068872 | FEBCO | 765 | PVB | 0.750 | 73448 | LEFT SIDE
8167 | WINCHCOMBE DR | 43016-8270 | Active | AA0309 | FEBCO | 765 | PVB | 1.000 | 73449 | FRT OF HSE
8172 | WINCHCOMBE DR | 43016 | Active | T318843 | WILKINS | 720A | PVB | 0.750 | 73462 | RT SIDE
8175 | WINCHCOMBE DR | 43016 | Active | 413946 | WILKINS | 420 | PVB | 1.000 | 73466 | LEFT HAND SIDE
8183 | WINCHCOMBE DR | 43016 | Active | 587268 | WILKINS | 720A | PVB | 0.750 | 73477 | RIGHT SIDE OF HOUSE
8188 | WINCHCOMBE DR | 43016-8272 | Active | T674746 | WILKINS | 720A | PVB | 1.000 | 73483 | RIGHT CENTER
8191 | WINCHCOMBE DR | 43016-8270 | Active | 672990 | WILKINS | 720A | PVB | 0.750 | 73486
8196 | WINCHCOMBE DR | 43016 | Active | AD5360 | FEBCO | 765 | PVB | 0.750 | 73491 | RIGHT SIDE OF HOUSE BY AC
8199 | WINCHCOMBE DR | 43016-8270 | Active | A134027 | WILKINS | 720A | PVB | 0.750 | 73493 | LEFT SIDE
8206 | WINCHCOMBE DR | 43016-8273 | Active | AD5949 | FEBCO | 765 | PVB | 0.750 | 73515 | RT SIDE
8207 | WINCHCOMBE DR | 43016-8271 | Active | 067881 | WATTS | 800M4QT | PVB | 0.750 | 73516 | RIGHT FRONT
8214 | WINCHCOMBE DR | 43016-8273 | Active | CAA28954 | WILKINS | 720A | PVB | 0.750 | 3580887 | RIGHT SIDE OF THE HOUSE BEHIND THE RIGHT GARAGE
8222 | WINCHCOMBE DR | 43016-8273 | Active | 0141536 | WATTS | 800QT | PVB | 0.750 | 73551 | SIDE OF HOUSE
8223 | WINCHCOMBE DR | 43016-8271 | Active | G215145 | WILKINS | 720A | PVB | 0.750 | 73553 | FRONT CENTER
5009 | WINCHELL CT | 43017 | Active | 279680 | WILKINS | 720A | PVB | 0.750 | 65705 | LT SIDE CENTER
5016 | WINCHELL CT | 43017 | Active | CB867367 | WILKINS | 720A | PVB | 0.750 | 3564361 | RIGHT CENTER
5021 | WINCHELL CT | 43017 | Active | 657085 | WILKINS | 720A | PVB | 1.000 | 65739 | NE CORNER LEFT SIDE
5032 | WINCHELL CT | 43017 | Active | G106637 | WILKINS | 720A | PVB | 1.000 | 65775 | LEFT HAND SIDE
5033 | WINCHELL CT | 43017 | Active | CB640266 | WATTS | 800M4QT | PVB | 1.000 | 65781 | RIGHT FRONT
5045 | WINCHELL CT | 43017-2165 | Active | 2466801 | WILKINS | 950 | DC | 1.000 | 65809 | RIGHT FRONT
5050 | WINCHELL CT | 43017 | Active | CB555928 | WILKINS | 720A | PVB | 0.750 | 65859 | RIGHT SIDE OF HOUSE
5053 | WINCHELL CT | 43017-2165 | Active | 779284 | WILKINS | 720A | PVB | 1.000 | 65871 | LEFT SIDE OF HOUSE
5059 | WINCHELL CT | 43017 | Active | T567540 | WILKINS | 720A | PVB | 1.000 | 65890 | LEFT FRONT CORNER ON SIDE
5060 | WINCHELL CT | 43017-2165 | Active | HA65455 | FEBCO | 765 | PVB | 0.750 | 65893 | LEFT SIDE OF HOUSE
5068 | WINCHELL CT | 43017 | Active | 75533 | WATTS | 800QT | PVB | 1.000 | 65909 | RH SIDE
5071 | WINCHELL CT | 43017 | Active | AB8707 | FEBCO | 765 | PVB | 1.000 | 65914 | LT SIDE
5078 | WINCHELL CT | 43017 | Removed | 38076REM | RAINBIRD | AC4000 | DC | 0.750 | 65957 | ***REMOVED** BASEMENT SW CORNER WAS IN CRAWL SPACE
5078 | WINCHELL CT | 43017 | Active | 066051 | WATTS | 800M4QT | PVB | 1.000 | 3648655 | LEFT FRONT
6930 | WINCHESTER CROSSING BLVD | 43110 | Active | 112327 | AMES | 4000SS | RP | 3.000 | 70969 | UNDER HOT ROCK BY STREET
6930 | WINCHESTER CROSSING BLVD | 43110 | Active | 1359560604 | AMES | 3000SS | DCDA | 8.000 | 70970 | UNDER HOT ROCK BY STREET
6930 | WINCHESTER CROSSING BLVD | 43110 | Active | 38804 | AMES | 2000SS | DC | 0.750 | 70971 | METER PIT
6930 | WINCHESTER CROSSING BLVD | 43110 | Not Required by DOW | 4527494 | WILKINS | 975XL | RP | 0.750 | 89492 | NEXT TO PIT IN HOT BOX
7080 | WINCHESTER CROSSING BLVD | 43110-8448 | Active | CB263425 | WILKINS | 720A | PVB | 0.750 | 71382 | LT SIDE OF HSE
6565 | WINCHESTER LAKE BLVD | 43110- | Removed | 537824REM | WILKINS | 975XLBMS | RP | 0.750 | 103207 | REMOVED-WATER HEATER ROOM - WHITE BARN WITH RED ROOF
6543 | WINCHESTER LAKES BLVD | 43110 | Active | NL-0928 | WATTS | 957 | RP | 3.000 | 3603031 | HOT BOX NE CORNER
6543 | WINCHESTER LAKES BLVD | 43110 | Active | 1150691012 | WATTS | 774DCDA | DCDA | 8.000 | 3603629 | NE CORNER HOT BOX, OFF SW CORNER OF WINCHESTER LAKES BLVD & XEBEC DR
6543 | WINCHESTER LAKES BLVD | 43110 | Active | 20346 | WATTS | 007M2QT | DC | 0.750 | 3603630 | NEXT TO HOT BOX NE CORNER, OFF CORNER SW OF WINCHESTER LAKES & XEBEC DR
6480 | WINCHESTER PIKE | 43110 | Active | 3780487 | WILKINS | 975XLBMS | RP | 1.000 | 103277 | AT WATER METER
6480 | WINCHESTER PIKE | 43110 | Not Required by DOW | A275814 | WILKINS | 375 | RP | 1.000 | 103278 | AT WATER METER
6480 | WINCHESTER PIKE | 43110 | Active | 177218 | AMES | 3000SS | DCDA | 6.000 | 103279 | HOT BOX -NE CORNER WINCH PIKE/GENDER
6480 | WINCHESTER PIKE | 43110 | Active | 121518 | WATTS | 007M3QT | DC | 0.750 | 103280 | HOT BOX -NE CORNER WINCH PIKE/GENDER
2807 | WINCHESTER PK | 43232-9301 | Removed | 104799REM | WATTS | 009M3QT | RP | 0.750 | 59354 | 0 USE 6/3/15 CAG. REMOVED-BASEMENT AT METER W WALL
3030 | WINCHESTER PK | 43232-5555 | Active | A064922 | WATTS | 007QT | DC | 2.000 | 103859 | ABOVE WATER METER
6099 | WINCHESTER PK | 43110-9185 | Active | 226551 | WATTS | 009M3QT | RP | 0.750 | 88095 | MTR RM ON NE WALL
6099 | WINCHESTER PK | 43110-9185 | Active | 259282 | WATTS | 009M2QT | RP | 2.000 | 88122 | METER ON NE WALL
2660 | WINCHESTER PKE | 43232-3836 | Active | 326510 | WATTS | 909HWM1QT | RP | 2.000 | 58913 | CENTER OF INSIDE NORTH WALL AT METER BEHIND CURTAIN BY BATTING AREA
2660 | WINCHESTER PKE | 43232-3836 | Active | 1529710107 | AMES | 3000SS | DCDA | 6.000 | 91874 | SPRINKLER ROOM
2660 | WINCHESTER PKE | 43232-3836 | Active | 07747 | WATTS | 007M1QT | DC | 0.750 | 91875 | SPRINKLER ROOM
2700 | WINCHESTER PKE | 43232-3836 | Active | 25279 | WATTS | LF 919QT | RP | 1.500 | 3564374
2731 | WINCHESTER PKE | 43232 | Active | 4006933 | WILKINS | 975XL2 | RP | 1.500 | 3610132 | BACK ROOM
2731 | WINCHESTER PKE | 43232 | Not Required by DOW | 4077192 | WILKINS | 975XL2 | RP | 1.000 | 3613498 | BACK ROOM
2745 | WINCHESTER PKE | 43232-4827 | Not Required by DOW | 1074126 | WILKINS | 975 | RP | 0.750 | 59161 | ROOM #133 IN CEILING
2745 | WINCHESTER PKE | 43232-4827 | Active | 119942 | WATTS | 709 | DC | 4.000 | 59162 | MACH ROOM
2745 | WINCHESTER PKE | 43232-4827 | Active | 3019793 | WILKINS | 975 | RP | 2.000 | 59164 | S.W. CORNER IN MECHANICAL ROOM
2745 | WINCHESTER PKE | 43232-4827 | Active | 38253 | WATTS | 007QT | DC | 0.750 | 59165 | MECH ROOM
2875 | WINCHESTER PKE | 43232-9301 | Active | 31148 | AMES | 3000SS | DCDA | 3.000 | 59477 | MECHANICAL ROOM
2875 | WINCHESTER PKE | 43232-9301 | Active | 98365 | WATTS | 007QT | DC | 0.750 | 59478 | MECHANICAL ROOM
2875 | WINCHESTER PKE | 43232-9301 | Active | 335713 | WATTS | 009M1PCQT | RP | 2.000 | 104138 | MECHANICAL ROOM
4211 | WINCHESTER PKE | 43232 | Active | KL0488 | WILKINS | 975 | RP | 3.000 | 100269 | METER ROOM IN CLUBHOUSE
4211 | WINCHESTER PKE | 43232 | Active | 13993 | WATTS | 774 | DCDA | 6.000 | 100281 | METER ROOM IN CLUB HOUSE
4211 | WINCHESTER PKE | 43232 | Active | 17172 | WATTS | 007M1QT | DC | 0.750 | 100287 | METER ROOM IN CLUBHOUSE
4467 | WINCHESTER PKE | 43125- | Active | 1319760204 | AMES | 3000SS | DCDA | 8.000 | 64107 | IN METER PIT
4467 | WINCHESTER PKE | 43125- | Active | 1310780904 | AMES | 4000SS | RP | 4.000 | 64108 | HOT BOX IN EVERGREENS AT PIT
4467 | WINCHESTER PKE | 43125- | Active | 36677 | AMES | 2000SS | DC | 0.750 | 64109 | IN METER PIT
4467 | WINCHESTER PKE | 43125- | Not Required by DOW | W187029 | WILKINS | 975 | RP | 1.000 | 64110 | ACROSS FROM 4455 BRACKNELL FORREST DR IN FLOWER BED
4467 | WINCHESTER PKE | 43125- | Not Required by DOW | A01365 | AMES | 2000B | DC | 2.000 | 96111 | EAST BREEZEWAY BLDG 7
4467 | WINCHESTER PKE | 43125- | Not Required by DOW | A01587 | AMES | 2000B | DC | 2.000 | 96112 | EAST BREEZEWAY BLDG 8
4467 | WINCHESTER PKE | 43125- | Not Required by DOW | A01734 | AMES | 2000B | DC | 2.000 | 96113 | EAST BREEZEWAY BLDG 6
4467 | WINCHESTER PKE | 43125- | Not Required by DOW | A01772 | AMES | 2000B | DC | 2.000 | 96114 | NORTH BREEZEWAY BLDG 5
4467 | WINCHESTER PKE | 43125- | Not Required by DOW | A02847 | AMES | 2000B | DC | 2.000 | 97599 | 3932 WADER RIDGE TRAIN - BUILDING 9 SPRINKLER ROOM
4467 | WINCHESTER PKE | 43125- | Not Required by DOW | W336573 | WILKINS | 975XLBMS | RP | 0.750 | 98660 | YARD FRONT OF CLUB HOUSE - 4080 WADERIDGE TRAIL
4467 | WINCHESTER PKE | 43125- | Not Required by DOW | A02861 | AMES | 2000B | DC | 2.000 | 99475 | BUILDING 16 SPRINKLER ROOM - 3872 BURNHAM LANE
4467 | WINCHESTER PKE | 43125- | Not Required by DOW | 2755122 | WILKINS | 975XL2 | RP | 2.000 | 99476 | BUILDING 17 - 3931 WADERIDGE TRAIL
4467 | WINCHESTER PKE | 43125- | Not Required by DOW | A02595 | AMES | 2000B | DC | 2.000 | 99477 | BUILDING 4 SPRINKLER ROOM - 4001 WADERIDGE TRAIL
4467 | WINCHESTER PKE | 43125- | Not Required by DOW | A04412 | AMES | 2000B | DC | 2.000 | 99707 | RISER ROOM - 4080 WADERIDGE TRAIL - BUILDING 11
4467 | WINCHESTER PKE | 43125- | Not Required by DOW | A01586 | AMES | 2000B | DC | 2.000 | 99708 | RISER ROOM, 4080 WADERIDGE TRAIL - BUILDING 12
4467 | WINCHESTER PKE | 43125- | Not Required by DOW | 26930 | AMES | 2000B | DC | 2.000 | 99709 | RISER ROOM, 4080 WADERIDGE TRAIL, BUILDING 13
4480 | WINCHESTER PKE | 43232 | Active | A398027 | WILKINS | 375XL | RP | 1.000 | 3608082 | AT WATER MTR -MECH/FURNACE RM OFF SHOWROOM
4575 | WINCHESTER PKE | 43232-5605 | Active | 02334 | WATTS | 919 | RP | 0.500 | 64383 | S WALL MECH ROOM
4575 | WINCHESTER PKE | 43232-5605 | Active | 20367 | WATTS | 919QT | RP | 2.000 | 101956 | IN MECHANIC ROOM SE CORNER OF BUILDING
4575 | WINCHESTER PKE | 43232-5605 | Active | 08579 | WATTS | 719 | DC | 1.500 | 101957 | IN MECHANIC ROOM SE CORNER OF BUILDING
4600 | WINCHESTER PKE | 43232-6101 | Active | 2776604 | WILKINS | 975XL | RP | 1.000 | 92806 | AT WATER METER
4701 | WINCHESTER PKE | 43232-6102 | Active | 319449 | WATTS | 909M1QT | RP | 1.500 | 64846 | IN STORAGE ROOM IN MAIN SANCTUARY (SERIAL # 319449)
4701 | WINCHESTER PKE | 43232-6102 | Removed | 17595REM | WATTS | 007M1PCQT | DC | 0.750 | 100506 | REMOVED-HOT BOX @ CORNER OF EAST ENTRANCE
4701 | WINCHESTER PKE | 43232-6102 | Active | 48080411 | AMES | 3000SS | DCDA | 6.000 | 100507 | HOT BOX @ CORNER OF EAST ENTRANCE
4701 | WINCHESTER PKE | 43232-6102 | Active | 023785 | WATTS | 007M3 | DC | 0.750 | 3607697 | HOT BOX @ CORNER OF EAST ENTRANCE
4965 | WINCHESTER PKE | 43232- | Active | 60522 | WATTS | 919QT | RP | 1.000 | 65516 | 4111 WINDCOVE DR - WINCHESTER COVE, POOL EQUIPMENT ROOM
4965 | WINCHESTER PKE | 43232- | In Review |  |  |  | RP |  | 3639203
5296 | winchester pke |  | New Construction |  |  |  | RP | 2.000 | 3659575
5296 | winchester pke |  | New Construction |  |  |  | DCDA | 6.000 | 3659576
5296 | winchester pke |  | New Construction |  |  |  | DC | 0.750 | 3659577
6081 | WINCHESTER PKE | 43110 | Active | 235258 | WATTS | LF009M2QT | RP | 2.000 | 3654659
6081 | WINCHESTER PKE | 43110 | Active | WG-17-17 | AMES | COLT-300GV | DCDA | 10.000 | 3654660
6081 | WINCHESTER PKE | 43110 | Active | 70602 | AMES | 2000BM3 | DC | 0.750 | 3654661
5019 | WIND CREST LN | 43123 | Active | T439696 | WILKINS | 720A | PVB | 0.750 | 3649942 | RIGHT SIDE
5991 | WINDCLIFF E DR | 43123 | Active | VAA06561 | WILKINS | 720A | PVB | 0.750 | 3655891 | LEFT FRONT
6009 | WINDCLIFF E DR | 43123 | Active | EAI5064 | WILKINS | 720A | PVB | 0.750 | 3655123 | LEFT FRONT
6060 | WINDCLIFF E DR | 43123 | Active | EA15958 | WILKINS | 720A | PVB | 0.750 | 3656106 | LEFT MIDDLE
4455 | WINDER DR | 43017 | Active | 42927 | WILKINS | 375AST | RP | 4.000 | 3657000 | 1ST FLOOR PARKING GARAGE METER ROOM WEST SIDE BLDG
4455 | WINDER DR | 43017 | Active | XB-0675 | AMES | COLT 300-GV | DCDA | 6.000 | 3657004 | 1ST FLOOR PARKING GARAGE METER ROOM WEST SIDE BLDG
4455 | WINDER DR | 43017 | Active | 72561 | AMES | 2000BM3 | DC | 0.750 | 3657005 | 1ST FLOOR PARKING GARAGE METER ROOM WEST SIDE BLDG
4455 | WINDER DR | 43017 | LPS - Active |  |  |  | LPC |  | 3657961 | DOMESTIC PUMP - WATER ROOM
4005 | WINDERMERE RD | 43220-4656 | Active | H687499 | FEBCO | 765 | PVB | 0.750 | 102697 | FRONT CENTER
4101 | WINDERMERE RD | 43220-4675 | Removed | 151206REM | WATTS | 909 | RP | 3.000 | 62919 | BOILER ROOM
4101 | WINDERMERE RD | 43220-4675 | Removed | 021050REM | WATTS | LF800M4QT | PVB | 0.750 | 62920 | FRONT OF SCHOOL
4101 | WINDERMERE RD | 43220-4675 | Removed | 26971REM | WATTS | 009QT | RP | 1.000 | 62921 | CHILER ROOM
4101 | WINDERMERE RD | 43220-4675 | Removed | 350925REM | WILKINS | 950 | DC | 1.250 | 62922 | 2ND FLOOR CEILING
4101 | WINDERMERE RD | 43220-4675 | Removed | 44849REM | WATTS | 009QT | RP | 1.000 | 62923 | BOILER ROOM
4101 | WINDERMERE RD | 43220-4675 | Removed | 484843REM | WILKINS | 950 | DC | 2.000 | 62924 | BOILER ROOM E WALL
4101 | WINDERMERE RD | 43220-4675 | Removed | 4422116REM | WILKINS | 975 | RP | 1.000 | 3649416 | SE MECH/RISER ROOM TEMPORARY METER & BKFL
4101 | WINDERMERE RD | 43220-4675 | Active | UJ-0342 | WATTS | 957 | RP | 3.000 | 3649684 | SE MECH/RISER ROOM AT WATER METER Outside Door
4101 | WINDERMERE RD | 43220-4675 | Active | 4357D | WILKINS | 375ASTDA | RPDA | 6.000 | 3649685 | SE MECH/RISER ROOM Outside Door
4101 | WINDERMERE RD | 43220-4675 | Active | 4892337 | WILKINS | 975XL2 | RP | 0.750 | 3649686 | SE MECH/RISER ROOM
4101 | WINDERMERE RD | 43220-4675 | Not Required by DOW | 214519 | WATTS | LF009M2 | RP | 1.000 | 3650320 | BOILER ROOM
4101 | WINDERMERE RD | 43220-4675 | Not Required by DOW | 214508 | WATTS | LF009M2 | RP | 1.000 | 3650321 | BOILER ROOM - COOLING WATER
5248 | WINDFLOWER CT | 43026-9404 | Active | HJ85571 | FEBCO | 765 | PVB | 1.000 | 66486 | RIGHT SIDE OF HOUSE
5300 | WINDFLOWER CT | 43026-9404 | Active | Hf25323 | FEBCO | 765 | PVB | 0.750 | 94946 | LOCATION ON NORTH EAST SIDE OF HOUSE
1226 | WINDHAM RD | 43220-3961 | Active | CAB79187 | WILKINS | 720A | PVB | 0.750 | 87362 | LEFT SIDE OF HOUSE
1236 | WINDHAM RD | 43220-3961 | Active | T041421 | WILKINS | 720 | PVB | 0.750 | 100535 | 12 FEET RIGHT OF FRONT DOOR
1248 | WINDHAM RD | 43220-3961 | Active | T084884 | WILKINS | 720A | PVB | 0.750 | 3564532
1288 | WINDHAM RD | 43220-3961 | Active | 078596 | WATTS | LF800M4QT | PVB | 0.750 | 3564537 | LEFT SIDE OF HOUSE
1300 | WINDHAM RD | 43220-3963 | Active | 68591 | WATTS | 800M4QT | PVB | 1.000 | 54599 | FRONT OF HOUSE
1326 | WINDHAM RD | 43220-3963 | Active | CB001462 | WILKINS | 720A | PVB | 0.750 | 102527 | NW CORNER OF HOUSE
1362 | WINDHAM RD | 43220-3963 | Active | 190611 | WILKINS | 720A | PVB | 0.750 | 54813 | FRONT OF HOUSE
7099 | WINDING BROOK CT | 43235-4271 | Active | T477404 | WILKINS | 720A | PVB | 0.750 | 3564560 | FRONT LEFT OF FD
7116 | WINDING BROOK CT | 43235-4272 | Active | H543716 | FEBCO | 765 | PVB | 0.750 | 88739 | LEFT SIDE OF HOUSE
7136 | WINDING BROOK CT | 43235-4272 | Active | AE6690 | FEBCO | 765 | PVB | 1.000 | 94949 | RIGHT SIDE
7160 | WINDING BROOK CT | 43235-4272 | Removed | AC6446REM | FEBCO | 765 | PVB | 1.000 | 101018 | REMOVED-RIGHT SIDE
7160 | WINDING BROOK CT | 43235-4272 | Active | T345618 | WILKINS | 720A | PVB | 0.750 | 3647016 | RIGHT FRONT
7168 | WINDING BROOK CT | 43235-4272 | Active | 813496 | WILKINS | 720A | PVB | 0.750 | 71532 | LEFT FRONT
1859 | WINDING HOLLOW DR | 43123 | Active | HL33187 | FEBCO | 765 | PVB | 1.000 | 56433 | LEFT SIDE
3932 | WINDING OAKS DR | 43228 | Active | T366171 | WILKINS | 720-A | PVB | 0.750 | 3605809
3938 | WINDING OAKS DR | 43228 | Active | CAA36891 | WILKINS | 720A | PVB | 1.250 | 3610125 | RIGHT SIDE OF HOUSE
7468 | WINDING PATH CT | 43110 | Active | CAA46707 | WILKINS | 720A | PVB | 0.750 | 3635612 | Left Side
3962 | WINDING PATH DR | 43110-7724 | Active | 019221 | Watts | 800 | PVB | 1.000 | 93083 | RIGHT FRONT
3968 | WINDING PATH DR | 43110 | Active | T329829 | WILKINS | 720A | PVB | 0.750 | 3603456 | REAR
4510 | WINDROW DR | 43123-8697 | Active | T013550 | WILKINS | 720A | PVB | 0.750 | 99783 | OUTSIDE, RIGHT SIDE OF HOME
4650 | WINDROW DR | 43123-8731 | Active | 173690 | WATTS | 009M2QT | RP | 0.750 | 64690 | IN BASEMENT AT METER
4696 | WINDROW DR | 43123-8731 | Active | 542867 | WILKINS | 720A | PVB | 0.750 | 94952 | RIGHT SIDE BACK OF HOUSE
4515 | WINDROW RD | 43123-8554 | Active | EAF6389 | WILKINS | 720A | PVB | 0.750 | 3564667 | LEFT SIDE
5241 | WINDSOCK CT | 43026-9071 | Active | T458801 | WILKINS | 720A | PVB | 0.750 | 3564677 | Left Side of House
1132 | WINDSOR AVE | 43211-2836 | Due Install | [5 empty] | 3564705 | WEST SIDE OF BLDG
1250 | WINDSOR AVE | 43211-2842 | Removed | 114973REM | WILKINS | 975 | RP | 0.750 | 54452 | REMOVED - MECHANICAL ROOM AT WATER METER
1250 | WINDSOR AVE | 43211-2842 | Active | H019645 | FEBCO | 805YB | DC | 0.750 | 97543 | boiler room
1250 | WINDSOR AVE | 43211-2842 | Active | 01503130841 | FEBCO | 876V | DCDA | 4.000 | 97544 | boiler room
1250 | WINDSOR AVE | 43211-2842 | Due Install |  |  |  | RP | 3.000 | 3629645 | WINDSOR PARK DOUGLAS REC CENTER
1300 | WINDSOR AVE | 43211-2852 | Not Required by DOW | 17872 | WATTS | 919AQT | RP | 2.000 | 54600 | BATH HOUSE WEST END OAT BUILDING
1300 | WINDSOR AVE | 43211-2852 | Not Required by DOW | 356633 | WATTS | 909M1QT | RP | 1.500 | 54603 | PUMP HOUSE FILTER HOUSE ON N SIDE AT POOL
1300 | WINDSOR AVE | 43211-2852 | Active | AG-1300A | XX | AGAP | AG | 3.000 | 91781 | PUMP HOUSE N SIDE OF POOL
1300 | WINDSOR AVE | 43211-2852 | Active | LH-1873 | WATTS | 957 | RP | 3.000 | 101296 | MECHANICAL ROOM (POOL)
1300 | WINDSOR AVE | 43211-2852 | Not Required by DOW | MA-0907 | WATTS | 957 | RP | 3.000 | 101297 | MECHANIC ROOM (POOL BLDG)
1300 | WINDSOR AVE | 43211-2852 | Not Required by DOW | 19896 | WATTS | LF909M1QT | RP | 1.500 | 3614938 | MECHANICAL ROOM
1313 | WINDSOR AVE | 43211-2851 | Active | 223641 | WATTS | 909 | RP | 4.000 | 54645 | BOILER ROOM SW CORNER
1313 | WINDSOR AVE | 43211-2851 | Not Required by DOW | 223641 | WILKINS | 720A | PVB | 1.500 | 54646 | NE CORNER PUMP ROOM
1313 | WINDSOR AVE | 43211-2851 | Not Required by DOW | 285033 | WATTS | 909M1QT | RP | 2.000 | 54647 | LOFT NEAR THE ELECTRICAL CONTROL PANEL CENTER
1313 | WINDSOR AVE | 43211-2851 | Not Required by DOW | 349356 | WILKINS | 975XL | RP | 1.500 | 54648 | CENTER OF EQUIPMENT ROOM (CEILING)
1313 | WINDSOR AVE | 43211-2851 | Removed | 37605REM | WATTS | 919AQT | RP | 1.000 | 54649 | RESIN ROOM - DOCK AREA - CEILING REMOVED
1313 | WINDSOR AVE | 43211-2851 | Active | 4GM1515 | AMES | 4000SS | RP | 10.000 | 54650 | FIRE PUMP HOUSE
1313 | WINDSOR AVE | 43211-2851 | Not Required by DOW | 563336 | WILKINS | 975XL | RP | 1.500 | 54651 | 2ND FLOOR OLD FACTORY AREA
1313 | WINDSOR AVE | 43211-2851 | Not Required by DOW | 43317C | APOLLO/CONBRACO | RPLF4A | RP | 1.500 | 54652 | BOILER ROOM S WALL
1313 | WINDSOR AVE | 43211-2851 | LPS - Active |  |  |  | LST |  | 3639213 | FIRE PUMP - FIRE PUMP ROOM (ELECTRIC PUMP)
1313 | WINDSOR AVE | 43211-2851 | LPS - Active |  |  |  | LST |  | 3639609 | FIRE PUMP - FIRE PUMP ROOM (DIESEL PUMP)
1313 | WINDSOR AVE | 43211-2851 | Due Install |  |  |  | RPDA | 8.000 | 3659342 | FIRE PUMP HOUSE
1340 | WINDSOR AVE | 43211-2852 | Active | W093595 | WILKINS | 975 | RP | 0.750 | 54750 | OFFICE BATHROOM NEXT TO WATER METER
1480 | WINDSOR AVE | 43219 | Active | 350386 | WATTS | LF009M2QT | RP | 1.000 | 3658930 | SOUTHWEST CORNER
1599 | WINDSOR AVE | 43219-1963 | Not Required by DOW |  |  |  | RP |  | 3564715
1132 | WINDSOR AVE UNIT B | 43211-2836 | Due Install | [5 empty] | 3564706 | IN BASEMENT EAST SIDE
7471 | WINDSOR DR | 43016-7002 | Active | 813655 | WILKINS | 720A | PVB | 0.750 | 72058 | RIGHT FRONT
7478 | WINDSOR DR | 43016-7001 | Active | CB548582 | WILKINS | 720A | PVB | 0.750 | 72072 | OUTSIDE
7486 | WINDSOR DR | 43016-7001 | Active | H323296 | FEBCO | 765 | PVB | 0.750 | 88885 | LEFT SIDE OF HOUSE
7564 | WINDSOR DR | 43016-8684 | Active | H301768 | FEBCO | 765 | PVB | 0.750 | 87191 | RIGHT SIDE OF HOUSE
7572 | WINDSOR DR | 43016-8684 | Active | T477189 | WILKINS | 720A | PVB | 0.750 | 88354 | LEFT SIDE REAR OF HOUSE
7575 | WINDSOR DR | 43016-8687 | Active | H366284 | FEBCO | 745 | PVB | 0.750 | 88537 | RIGHT SIDE OF HOUSE
7583 | WINDSOR DR | 43016-8687 | Active | H321003 | FEBCO | 765 | PVB | 0.750 | 88355 | LEFT SIDE OF HOUSE
7591 | WINDSOR DR | 43016-8687 | Active | 190511 | WILKINS | 720A | PVB | 0.750 | 94660 | RIGHT SIDE OF HOUSE
7599 | WINDSOR DR | 43016-8687 | Active | H323045 | FEBCO | 765 | PVB | 0.750 | 3583510 | LEFT SIDE
7615 | WINDSOR DR | 43016-8687 | Active | 194481 | WATTS | 800M4QT | PVB | 0.750 | 72342 | RIGHT SIDE FRONT
7620 | WINDSOR DR | 43016-8685 | Active | CB958102 | WILKINS | 720A | PVB | 1.000 | 72353 | RIGHT FRONT
7623 | WINDSOR DR | 43016 | Active | F031666 | WILKINS | 720A | PVB | 0.750 | 97172 | LEFT SIDE
7631 | WINDSOR DR | 43016-8687 | Active | F031635 | WILKINS | 720A | PVB | 0.750 | 97173 | RIGHT SIDE OF HOUSE
7636 | WINDSOR DR | 43016-8685 | Active | T478981 | WILKINS | 720 | PVB | 0.750 | 3583047 | LF OF HOUSE
7639 | WINDSOR DR | 43016 | Active | 194458 | WATTS | 800QT | PVB | 0.750 | 72389 | OUTSIDE
7652 | WINDSOR DR | 43016 | Active | 194482 | Watts | 800M4 | PVB | 0.750 | 72427 | LEFT SIDE OF HOUSE
7660 | WINDSOR DR | 43016-8686 | Active | 813475 | WILKINS | 720A | PVB | 0.750 | 72445 | LH SIDE
7671 | WINDSOR DR | 43016-8687 | Active | T047561 | WILKINS | 720A | PVB | 0.750 | 101603 | RIGHT SIDE OF HOUSE
7695 | WINDSOR DR | 43016-8687 | Active | 631339 | WATTS | 800M4QT | PVB | 1.000 | 91671 | LEFT SIDE OF HOUSE
7716 | WINDSOR DR | 43016-7003 | Active | F031623 | WILKINS | 720A | PVB | 0.750 | 98224 | RIGHT FRONT
7719 | WINDSOR DR | 43016-7004 | Active | H658206 | FEBCO | 765 | PVB | 0.750 | 101200 | RIGHT FRONT
7735 | WINDSOR DR | 43016-7004 | Active | 817397 | WILKINS | 720A | PVB | 0.750 | 72663 | RT SIDE
7743 | WINDSOR DR | 43016-7004 | Active | 828641 | WILKINS | 720A | PVB | 0.750 | 72680 | LEFT SIDE OF BUILDING
7764 | WINDSOR DR | 43016-7003 | Active | 813560 | WILKINS | 720A | PVB | 1.000 | 72734 | LEFT FRONT
7655 | WINDSOR N DR | 43016 | Active | 194455 | WATTS | 800M2QT | PVB | 0.750 | 72433 | RIGHT SIDE
7767 | WINDSOR N DR | 43016 | Active | EAG8443 | WILKINS | 720A | PVB | 0.750 | 72744 | LEFT SIDE OF HOUSE
7500 | WINDSOR S DR | 43016 | Active | 817172 | WILKINS | 720A | PVB | 0.750 | 72130 | LEFT SIDE OF HOUSE
7508 | WINDSOR S DR | 43016-9441 | Replaced | REPH329949 | FEBCO | 765 | PVB | 0.750 | 87591 | REPLACED- LEFT HAND SIDE OF HOUSE
7508 | WINDSOR S DR | 43016-9441 | Active | CB073665 | WILKINS | 720A | PVB | 0.750 | 3609784 | LEFT HAND SIDE OF HOUSE
7516 | WINDSOR S DR | 43016-9441 | Active | F031323 | WILKINS | 720A | PVB | 0.750 | 87889 | LEFT SIDE OF HOUSE
7519 | WINDSOR S DR | 43016-9440 | Active | H339649 | FEBCO | 765 | PVB | 0.750 | 88700 | LEFT HAND SIDE
7524 | WINDSOR S DR | 43016 | Active | H366259 | FEBCO | 765 | PVB | 0.750 | 88399 | LEFT SIDE OF HOUSE
7527 | WINDSOR S DR | 43016 | Active | H366158 | FEBCO | 765 | PVB | 0.750 | 88401 | RIGHT SIDE OF HOUSE
7535 | WINDSOR S DR | 43016 | Active | G080524 | WILKINS | 720A | PVB | 0.750 | 91299 | RIGHT SIDE
7543 | WINDSOR S DR | 43016 | Active | T126222 | WILKINS | 720A | PVB | 0.750 | 102996 | LEFT SIDE OF HOUSE
7548 | WINDSOR S DR | 43016 | Active | ha45849 | FEBCO | 765 | PVB | 0.750 | 72210 | LH SIDE
7548 | WINDSOR S DR | 43016 | Active | 486385 | WILKINS | 420 | PVB | 0.750 | 3659477 | LH SIDE
7551 | WINDSOR S DR | 43016 | Active | HC06246 | FEBCO | 765 | PVB | 0.750 | 88350 | RIGHT SIDE OF HOUSE
7556 | WINDSOR S DR | 43016-9441 | Active | hd47933 | FEBCO | 765 | PVB | 0.750 | 88353 | RIGHT SIDE OF HOUSE
7559 | WINDSOR S DR | 43016 | Active | H257078 | FEBCO | 765 | PVB | 0.750 | 88352 | LEFT SIDE OF HOUSE
5469 | WINDWOOD DR | 43017-9024 | Active | VAA07815 | WILKINS | 720A | PVB | 0.750 | 66961 | LEFT FRONT
5476 | WINDWOOD DR | 43017 | Active | AJBE4529 | WILKINS | 375XL | RP | 0.750 | 66978 | BEHIND WALL ON NW CORNER OF ENTRANCE WAY
5500 | WINDWOOD DR | 43017 | Active | FO59241 | WILKINS | 720A | PVB | 1.000 | 97270 | FRONT OF HOUSE
5525 | WINDWOOD DR | 43017 | Active | H636385 | FEBCO | 765 | PVB | 0.750 | 100896 | RIGHT SIDE OF HOUSE
5528 | WINDWOOD DR | 43017 | Active | G029844 | WILKINS | 720A | PVB | 1.000 | 100153 | RIGHT SIDE
5556 | WINDWOOD DR | 43017 | Active | G281118 | WILKINS | 720A | PVB | 1.000 | 100895 | RIGHT SIDE OF HOUSE
5581 | WINDWOOD DR | 43017 | Active | T632321 | WILKINS | 720A | PVB | 1.000 | 67332 | FRONT OF HOUSE RIGHT OF FRONT DOOR IN OFFSET
5612 | WINDWOOD DR | 43017-9289 | Active | H847914 | FEBCO | 765 | PVB | 1.000 | 67429 | RIGHT FRONT
5640 | WINDWOOD DR | 43017 | Active | 231800 | WATTS | 800M2QT | PVB | 0.750 | 67475 | LEFT OF FRONT DOOR
5668 | WINDWOOD DR | 43017 | Active | 77153 | RAINBIRD | 075 | DC | 0.750 | 94953 | BASEMENT
5693 | WINDWOOD DR | 43017 | Active | CR5693 | FEBCO | 765 | PVB | 1.000 | 67623 | LEFT FRONT
5696 | WINDWOOD DR | 43017-9290 | Active | T055468 | WILKINS | 720A | PVB | 1.000 | 100897 | RIGHT FRONT
5724 | WINDWOOD DR | 43017 | Removed | 90995REM | WATTS | 800M4FR | PVB | 0.750 | 100900 | RIGHT OF FRONT DOOR
7700 | WINDWOOD DR | 43017-7626 | Active | T223397 | WILKINS | 720A | PVB | 0.750 | 3564744 | RIGHT SIDE OF THE HOUSE
7761 | WINDWOOD DR | 43017-8787 | Active | T082141 | WILKINS | 720A | PVB | 0.750 | 72724 | OUTSIDE NORTHEAST CORNER
7842 | WINDWOOD DR | 43017-7614 | Active | 208781 | WATTS | 800M2QT | PVB | 1.000 | 72901 | LEFTSIDE
7856 | WINDWOOD DR | 43017-7614 | Active | 267167 | WATTS | 800M4QT | PVB | 0.750 | 94954 | LEFT SIDE
7865 | WINDWOOD DR | 43017-8796 | Active | H419216 | FEBCO | 765 | PVB | 0.750 | 91378 | RIGHT SIDE OF HOUSE
9199 | WINDY CREEK DR | 43240-6013 | Active | T315516 | WILKINS | 720A | PVB | 0.750 | 3579205
9287 | WINDY CREEK DR | 43240 | Active | H693664 | FEBCO | 765 | PVB | 0.750 | 102662 | RIGHT SIDE OF HOUSE
7804 | WINDY HILL CT | 43016-8660 | Active | H004472 | FEBCO | 765 | PVB | 0.750 | 72831 | RIGHT FRONT
7811 | WINDY HILL CT | 43016-8660 | Active | 792849 | WILKINS | 720A | PVB | 0.750 | 72839 | Right of Front Door
7812 | WINDY HILL CT | 43016-8660 | Active | 792762 | WILKINS | 720A | PVB | 0.750 | 92056 | LEFT OF HOUSE
7819 | WINDY HILL CT | 43016-8660 | Active | 779764 | WILKINS | 720A | PVB | 0.750 | 72857 | FRONT OF HOUSE
7820 | WINDY HILL CT | 43016-8660 | Active | CB440258 | WILKINS | 720A | PVB | 0.750 | 72860 | FRONT OF HOUSE
7827 | WINDY HILL CT | 43016-8660 | Active | 141851 | WATTS | 800QT | PVB | 0.750 | 72876 | LEFT FRONT
7835 | WINDY HILL CT | 43016-8660 | Active | 751369 | WILKINS | 720A | PVB | 0.750 | 72891 | SOUTH SIDE FRONT
7836 | WINDY HILL CT | 43016-8660 | Active | 601658 | WILKINS | 720A | PVB | 0.750 | 72892
7843 | WINDY HILL CT | 43016-8660 | Active | T230334 | WILKINS | 720A | PVB | 0.750 | 92984 | LEFT CENTER
7844 | WINDY HILL CT | 43016-8660 | Active | 4697188 | WILKINS | 975XL | RP | 0.750 | 72902 | RIGHT FRONT
7851 | WINDY HILL CT | 43016-8660 | Replaced | REP2622 | FEBCO | 765 | PVB | 0.750 | 72919 | REPLACED- SE CORNER
7851 | WINDY HILL CT | 43016-8660 | Active | H848572 | FEBCO | 765 | PVB | 0.750 | 3609783 | SE CORNER
7860 | WINDY HILL CT | 43016 | Active | VAA6169 | WILKINS | 720A | PVB | 0.750 | 94955 | LEFT SIDE
880 | WINDY HILL LN | 43119-8533 | Active | 244394 | WATTS | 009 | RP | 1.000 | 3564834 | BASEMENT
536 | WINETAVERN LN | 43017-2408 | Active | CAA25715 | WILKINS | 720A | PVB | 1.000 | 93224 | LEFT CENTER LEFT SIDE OF GARAGE
5367 | WINETAVERN LN | 43017-2409 | Active | CAA80699 | WILKINS | 720A | PVB | 1.000 | 66742 | BACK RIGHT -SE
5375 | WINETAVERN LN | 43017 | Active | F136695 | WILKINS | 720A | PVB | 0.750 | 99844 | LEFT SIDE
5423 | WINETAVERN LN | 43017 | Active | eaa8569 | WILKINS | 720A | PVB | 1.000 | 66885 | RIGHT SIDE
4149 | WINFIELD RD | 43220-4605 | Active | FC8553 | FEBCO | 765 | PVB | 1.000 | 94957 | LEFT SIDE OF HOUSE
7379 | WINGS LIVERY RD | 43017 | Active | 316019 | WATTS | 800M4FR | PVB | 0.750 | 94958 | RIGHT SIDE OF HOUSE BY GAS METER CENTER
6192 | WINNARD CT | 43213-3485 | Active | 32651 | WATTS | 800QT | PVB | 1.000 | 94959 | RIGHT SIDE OF HOUSE
526 | WINNARD DR | 43213-6301 | Active | DJ8268 | FEBCO | 765 | PVB | 0.750 | 94960 | FRONT OF HOUSE
563 | WINNARD DR | 43213-6303 | Removed | REMAC7293 | FEBCO | 765 | PVB | 0.750 | 94961 | RIGHT SIDE OF HOUSE
601 | WINNEBAGO ST | 43123-9075 | Active | 277425 | WATTS | 800QT | PVB | 0.750 | 68703 | NORTHEAST CORNER OF HOUSE
6042 | WINNEBAGO ST | 43123-9076 | Active | G242435 | WILKINS | 720A | PVB | 0.750 | 99218 | OUTSIDE LEFT SIDE OF HOME
6051 | WINNEBAGO ST | 43123-9075 | Active | T311248 | WILKINS | 720A | PVB | 0.750 | 98916 | FRONT LEFT CORNER OF HOME OUTSIDE
6058 | WINNEBAGO ST | 43123-9076 | Active | HE52817 | FEBCO | 765 | PVB | 0.750 | 91233 | right side of house
6068 | WINNEBAGO ST | 43123-9076 | Active | 792780 | WILKINS | 720A | PVB | 0.750 | 3564996 | LEFT SIDE
6078 | WINNEBAGO ST | 43123-9076 | Active | CB867355 | WILKINS | 720A | PVB | 0.750 | 3564997 | FRONT RIGHT OF FRONT DOOR
6084 | WINNEBAGO ST | 43123-9076 | Active | 04317 | WATTS | 800M2QT | PVB | 1.000 | 94963 | OUTSIDE RIGHT SIDE OF HOUSE
6090 | WINNEBAGO ST | 43123-9076 | Active | G086199 | WILKINS | 720A | PVB | 0.750 | 92010 | LEFT FRONT OF HOUSE
71 | WINNER AVE | 43203-1956 | Active | CB105045 | WILKINS | 720A | PVB | 0.750 | 91456 | FRONT RIGHT AT FRONT PATIO
73 | WINNIPEG DR | 43016-8208 | Replaced | REP817120 | WILKINS | 720A | PVB | 0.750 | 94964 | REPLACED- LEFT OF HOUSE
7322 | WINNIPEG DR | 43016-8208 | Active | CB072617 | WILKINS | 720 | PVB | 0.750 | 3610014 | LEFT FRONT
7338 | WINNIPEG DR | 43016-8208 | Active | T240270 | WILKINS | 720A | PVB | 0.750 | 94965 | LEFT FRONT
7362 | WINNIPEG DR | 43016-8208 | Active | 501679 | WILKINS | 720A | PVB | 0.750 | 94966 | RIGHT SIDE OF HOUSE
7370 | WINNIPEG DR | 43016-8208 | Active | 443106 | WILKINS | 720A | PVB | 0.750 | 94967 | RIGHT SIDE
7377 | WINNIPEG DR | 43016-8220 | Active | H7145 | FEBCO | 765 | PVB | 1.000 | 71872 | LEFT SIDE
7378 | WINNIPEG DR | 43016-8208 | Active | T042029 | WILKINS | 720A | PVB | 0.750 | 101144 | FRONT RIGHT SIDE YARD
7386 | WINNIPEG DR | 43016-8208 | Active | H080892 | FEBCO | 765 | PVB | 1.000 | 71886 | RIGHT SIDE
7393 | WINNIPEG DR | 43016-8220 | Active | T345577 | WILKINS | 720 | PVB | 0.750 | 3565065 | LEFT FRONT
7394 | WINNIPEG DR | 43016-8208 | Active | H070280 | FEBCO | 765 | PVB | 1.000 | 71893 | RIGHT SIDE CENTER
7402 | WINNIPEG DR | 43016-8208 | Active | 375341 | WILKINS | 720A | PVB | 0.750 | 71923 | NORTHWEST CORNER OF HOUSE
8778 | WINNOCH CT | 43017-8334 | Active | 672222 | WILKINS | 720A | PVB | 0.750 | 74271 | LEFTSIDE OF THE HOUSE
8781 | WINNOCH CT | 43017 | Active | T191378 | WILKINS | 720A | PVB | 0.750 | 74279 | LEFT FRONT
8791 | WINNOCH CT | 43017-8334 | Active | 201913 | WILKINS | 720A | PVB | 0.750 | 74290 | RIGHT FRONT
5874 | WINSLOW CT | 43016-6520 | Active | G212910 | WILKINS | 720A | PVB | 0.750 | 95850 | LEFT SIDE
5879 | WINSLOW CT | 43016-6520 | Active | T097039 | WILKINS | 720A | PVB | 0.750 | 101969 | LEFT SIDE
5882 | WINSLOW CT | 43016 | Active | T047883 | WILKINS | 720A | PVB | 0.750 | 100950 | LEFT SIDE
5887 | WINSLOW CT | 43016-6520 | Active | T133017 | WILKINS | 720A | PVB | 0.750 | 103786 | RIGHT SIDE
5898 | WINSLOW CT | 43016-6520 | Active | T047727 | WILKINS | 720A | PVB | 0.750 | 101219 | LEFT SIDE
5903 | WINSLOW CT | 43016 | Active | T133499 | WILKINS | 720A | PVB | 0.750 | 102672 | FRONT OF HOUSE
5911 | WINSLOW CT | 43016-6520 | Active | T385205 | WILKINS | 720A | PVB | 0.750 | 3600183 | LEFT REAR
5914 | WINSLOW CT | 43016-6520 | Active | T138224 | WILKINS | 720A | PVB | 0.750 | 103079 | LEFT SIDE
5919 | WINSLOW CT | 43016-6520 | Active | 277863 | WATTS | 800M4FR | PVB | 0.750 | 3599499 | RIGHT SIDE OF HOUSE
5922 | WINSLOW CT | 43016 | Active | CB857524 | WILKINS | 720A | PVB | 0.750 | 3601458 | RIGHT FRONT
5927 | WINSLOW CT | 43016-6520 | Active | EAJ6454 | WILKINS | 720A | PVB | 0.750 | 100471 | FRONT RIGHT SIDE OF HOUSE
5930 | WINSLOW CT | 43016-6520 | Active | F031654 | WILKINS | 720A | PVB | 0.750 | 97228 | LEFT SIDE
5935 | WINSLOW CT | 43016-6520 | Active | T231450 | WILKINS | 720A | PVB | 0.750 | 102060 | RIGHT SIDE OF HOUSE
5938 | WINSLOW CT | 43016-6520 | Active | G216276 | WILKINS | 720A | PVB | 0.750 | 96022 | RIGHT FRONT
5943 | WINSLOW CT | 43016-6520 | Active | T381947 | WILKINS | 720A | PVB | 0.750 | 3600184 | BACK LEFT BY A/C
5946 | WINSLOW CT | 43016-6520 | Active | F136618 | WILKINS | 720A | PVB | 0.750 | 99926 | LEFT FRONT
5962 | WINSLOW CT | 43016-6520 | Replaced | REPG217974 | WILKINS | 720A | PVB | 0.750 | 96151 | right side
5962 | WINSLOW CT | 43016-6520 | Active | T223376 | WILKINS | 720A | PVB | 0.750 | 3611779 | right side
5967 | WINSLOW CT | 43016-6520 | Active | T023633 | WILKINS | 720A | PVB | 0.750 | 99944 | LEFT SIDE
5975 | WINSLOW CT | 43016-6520 | Active | T041384 | WILKINS | 720A | PVB | 0.750 | 100369 | LEFT SIDE
5978 | WINSLOW CT | 43016-6520 | Replaced | REPG242441 | WILKINS | 720A | PVB | 0.750 | 99158 | REPLACED- RIGHT SIDE OF HOUSE
5978 | WINSLOW CT | 43016-6520 | Active | T096930 | WILKINS | 720A | PVB | 0.750 | 3612973 | RIGHT SIDE OF HOUSE
2200 | WINSLOW DR | 43207-2270 | Active | 197264 | WILKINS | 975XL | RP | 1.000 | 57611 | BOILER ROOM, Alumcrest H.S.
5989 | WINSTEAD RD | 43235-3313 | Active | 55283 | WATTS | LF919AQT | RP | 0.750 | 3565241 | BSMNT BY METER
6038 | WINSTEAD RD | 43235-3333 | Active | 425984 | WATTS | 800M4FR | PVB | 1.000 | 68765 | BACK SIDE OF HOUSE NEXT TO ELECTRIC METER
6039 | WINSTEAD RD | 43235-3330 | Active | H489538 | FEBCO | 765 | PVB | 0.750 | 94641 | RIGHT SIDE OF HOUSE
1903 | WINTER CREEK CT | 43123-8335 | Active | CB332853 | WILKINS | 720A | PVB | 0.750 | 3581119 | LEFT SIDE
1908 | WINTER CREEK CT | 43123-8335 | Active | A151079 | WILKINS | 720A | PVB | 0.750 | 87249 | LEFT SIDE
1918 | WINTER CREEK CT | 43123-8335 | Active | F006120 | WILKINS | 720A | PVB | 0.750 | 56626 | LEFT SIDE
1930 | WINTER CREEK CT | 43123-8335 | Active | T345578 | WILKINS | 720A | PVB | 0.750 | 3582279 | RIGHT FRONT
4991 | WINTER CREEK DR | 43123-8396 | Active | CAB58583 | WILKINS | 720A | PVB | 1.000 | 65560 | LEFT SIDE OF HOUSE
5031 | WINTER CREEK DR | 43123-8329 | Active | G208807 | WILKINS | 720A | PVB | 0.750 | 92282 | REAR OF HOUSE
7077 | WINTERBEK AV | 43054-8797 | Active | CAA67165 | WILKINS | 720A | PVB | 0.750 | 71377 | RIGHT SIDE OF HOUSE
7069 | WINTERBEK AVE | 43054-8797 | Active | A006786 | WILKINS | 720A | PVB | 0.750 | 71361 | LEFT SIDE OF HOUSE
7085 | WINTERBEK AVE | 43054-8797 | Active | 954794 | WILKINS | 720A | PVB | 0.750 | 90920 | RIGHT CENTER
7291 | WINTERBEK N AVE | 43054 | Active | T480310 | WILKINS | 720 | PVB | 0.750 | 3656872 | RIGHT SIDE
4796 | WINTERSET DR | 43220-3139 | Active | 779755 | WILKINS | 720A | PVB | 0.750 | 65069 | LEFT SIDE OF HOUSE
4776 | WINTERSET DR UNIT A | 43220-3139 | Removed | 186450REM | WATTS | 909QT | RP | 1.000 | 65025 | BOILER ROOM - Winterset E.S.
258 | WINTHROP RD | 43214-3642 | Active | EAJ6316 | WILKINS | 720A | PVB | 0.750 | 3565576 | FRONT OF HOUSE
744 | WISDOM LN | 43016-7018 | Active | 902040 | WILKINS | 720A | PVB | 0.750 | 71996 | RIGHT SIDE OF HOUSE
7456 | WISDOM LN | 43016-7018 | Active | 997047 | WILKINS | 720A | PVB | 0.750 | 72025 | LEFT SIDE
6270 | WISMER CIR | 43016-8474 | Removed | H011272REM | FEBCO | 765 | PVB | 1.000 | 69531 | RIGHT CENTER
6309 | WISMER CIR | 43016-8475 | Active | C10467 | APOLLO/CONBRACO | PVB4A | PVB | 0.750 | 102947 | FRONT LEFT
6315 | WISMER CIR | 43016-8475 | Active | 813561 | WILKINS | 720A | PVB | 0.750 | 69651 | FRONT LEFT CORNER OF HOUSE
6330 | WISMER CIR | 43016-8269 | Active | T060799 | WILKINS | 720A | PVB | 1.000 | 69726 | N LEFT SIDE
6344 | WISMER CIR | 43016-8269 | Active | A19303 | FEBCO | 765 | PVB | 1.000 | 69748 | LT SIDE OF HSE
6641 | WISTERIA CIR | 43016-8534 | Active | AD3269 | FEBCO | 765 | PVB | 0.750 | 70413 | RIGHT FRONT
6642 | WISTERIA CIR | 43016-8533 | Active | 211594 | WATTS | 800QT | PVB | 0.750 | 70416 | LEFT SIDE OF HOUSE
6649 | WISTERIA CIR | 43016-8535 | Active | 601528 | WILKINS | 720A | PVB | 0.750 | 70421 | LT SIDE
6664 | WISTERIA CIR | 43016-8536 | Active | T013217 | WILKINS | 720A | PVB | 0.750 | 70454 | OUTSIDE
6665 | WISTERIA CIR | 43016-8535 | Active | G043900 | WILKINS | 720A | PVB | 0.750 | 70459 | LEFT SIDE OF HOUSE
6712 | WISTERIA CIR | 43016-8536 | Active | 997013 | WILKINS | 720A | PVB | 0.750 | 70541 | LH
7903 | WISTERIA CT | 43016-8531 | Active | 229718 | WATTS | 800QT | PVB | 0.750 | 72971 | RIGHT SIDE OF HOUSE
7918 | WISTERIA CT | 43016-8531 | Active | Cb601404 | WILKINS | 720A | PVB | 0.750 | 72978 | LEFT FRONT
6079 | WITHERSPOON WAY | 43081 | Active | CB674790 | WILKINS | 720A | PVB | 0.750 | 3601051 | LEFT SIDE
25 | WIVELISCOMBE | 43054-7601 | Active | JH6185 | FEBCO | 765 | PVB | 1.000 | 58459 | RT SIDE
2 | WIVELISCOMBE PL | 43054-9652 | Active | 306054 | WATTS | 800M4FR | PVB | 0.750 | 56922 | OUTSIDE
3 | WIVELISCOMBE PL | 43054-9652 | Active | 128452 | WILKINS | 420 | PVB | 1.000 | 59681 | LEFT FRONT SIDE OF HOUSE
4 | WIVELISCOMBE PL | 43054-9652 | Active | 124768 | WILKINS | 420 | PVB | 1.000 | 62494 | FRONT LEFT
5 | WIVELISCOMBE PL | 43054-9652 | Active | T388625 | WILKINS | 720A | PVB | 1.000 | 65577 | LEFT LEFT FRONT
6 | WIVELISCOMBE PL | 43054 | Replaced | REP200201 | FEBCO | 765 | PVB | 0.750 | 68505 | REPLACED- LEFT SIDE OF BUILDING
6 | WIVELISCOMBE PL | 43054 | Removed | 38611REM | Watts | 919QT | RP | 1.000 | 3611281 | Rear of house near pool equipment for outside bar sink/kitchen REMOVED
6 | WIVELISCOMBE PL | 43054 | Active | T191493 | WILKINS | 720A | PVB | 0.750 | 3611298 | LEFT SIDE OF BUILDING
7 | WIVELISCOMBE PL | 43054-7603 | Active | 1980 | FEBCO | 765 | PVB | 0.750 | 71121 | FRONT OF HOUSE
8 | WIVELISCOMBE PL | 43054-7603 | Active | 672158 | WILKINS | 720A | PVB | 0.750 | 73119 | SE CORNER FRONT
9 | WIVELISCOMBE PL | 43054 | Active | 450763 | WATTS | 800M4 | PVB | 1.000 | 74448 | WEST SIDE FRONT
1 | WIVELISCOMBE PL | 43054-7603 | Active | H010860 | FEBCO | 765 | PVB | 1.000 | 53517 | SOUTH SIDE OF HOUSE
11 | WIVELISCOMBE PL | 43054-7603 | Active | CB243314 | WILKINS | 720A | PVB | 1.000 | 53857 | FRONT OF HOUSE
12 | WIVELISCOMBE PL | 43054-7603 | Active | 113097 | WATTS | 800M4FR | PVB | 1.000 | 54229 | LEFT SIDE BAY WINDOW
13 | WIVELISCOMBE PL | 43054-7603 | Active | 122101 | WATTS | 800QT | PVB | 1.000 | 54561 | (LEFT) EAST SIDE OF HOUSE
14 | WIVELISCOMBE PL | 43054-7603 | Active | 601641 | WILKINS | 720A | PVB | 0.750 | 54898 | FRONT OF HOUSE LEFT OF DOOR
15 | WIVELISCOMBE PL | 43054-7603 | Active | T318373 | WILKINS | 720A | PVB | 1.000 | 55160 | FRONT OF HOUSE
16 | WIVELISCOMBE PL | 43054-7603 | Active | DJ7047 | FEBCO | 765 | PVB | 0.750 | 55513 | RIGHT SIDE OF HOUSE
17 | WIVELISCOMBE PL | 43054-7603 | Active | 196743 | WATTS | 800QT | PVB | 1.000 | 55866 | NORTHWEST SIDE OF HOUSE
18 | WIVELISCOMBE PL | 43054-7603 | Active | H755753 | FEBCO | 765 | PVB | 0.750 | 56165 | SE CORN
19 | WIVELISCOMBE PL | 43054-7603 | Active | 682797 | WATTS | 800QT | PVB | 1.000 | 56547 | RIGHT OF FRONT DOOR
20 | WIVELISCOMBE PL | 43054-7603 | Active | DK9969 | FEBCO | 765 | PVB | 0.750 | 56929 | LEFT HAND SIDE
21 | WIVELISCOMBE PL | 43054-7601 | Active | 449725 | WATTS | 800QT | PVB | 1.000 | 57205 | OUTSIDE-RIGHT SIDE OF HOUSE
22 | WIVELISCOMBE PL | 43054-7601 | Active | T486579 | WILKINS | 720A | PVB | 0.750 | 57587 | RIGHT CENTER BY STEPS
23 | WIVELISCOMBE PL | 43054-7601 | Active | CE5559 | FEBCO | 765 | PVB | 0.750 | 57885 | FRONT OF HOUSE
24 | WIVELISCOMBE PL | 43054-7601 | Active | 8493 | FEBCO | 765 | PVB | 0.750 | 58153 | LEFT SIDE OF HOUSE
26 | WIVELISCOMBE PL | 43054-7601 | Active | T191461 | WILKINS | 720A | PVB | 0.750 | 58699 | FRONT BY GAS METER
27 | WIVELISCOMBE PL | 43054-7601 | Active | T025179 | WILKINS | 720A | PVB | 0.750 | 58983 | LEFT SIDE OF HOUSE
28 | WIVELISCOMBE PL | 43054-7601 | Active | A133492 | WILKINS | 720A | PVB | 0.750 | 59301 | LEFT SIDE OF HOUSE
29 | WIVELISCOMBE PL | 43054-7602 | Active | T363980 | WILKINS | 720A | PVB | 0.750 | 59536 | BACK OF HOUSE BY A/C
30 | WIVELISCOMBE PL | 43054 | Active | 238835 | WILKINS | 420 | PVB | 1.000 | 59685 | RIGHT OF FRONT DOOR
56 | WOERNER TEMPLE RD | 43016-7188 | Active | 3004809 | WILKINS | 975XL | RP | 1.500 | 102424 | 5601 WOERNER TMPL W SIDE SM CLOSET AT WTR METER MANGOS DAY CARE
5615 | WOERNER TEMPLE RD | 43016-7188 | Active | 2989651 | WILKINS | 975XL | RP | 0.750 | 103503 | NW CLOSET AT WATER METER - SNAP FITNESS
5625 | WOERNER TEMPLE RD | 43016-7188 | Active | 2871732 | WILKINS | 975XL | RP | 1.500 | 98200 | IN 5625 SW CLOSET AT WTR METER -VETERINARIAN OFFICE
5625 | WOERNER TEMPLE RD | 43016-7188 | Active | 59850 | AMES | 2000B | DC | 0.750 | 103552 | IN 5641 RISER ROOM THRU/IN KITCH MEXI RESTRNT
5625 | WOERNER TEMPLE RD | 43016-7188 | Active | 1653860608 | AMES | 3000SS | DCDA | 4.000 | 103553 | IN 5641 RISER ROOM THRU/IN KITCH MEXI RESTRNT
6363 | WOERNER TEMPLE RD | 43016-8605 | Not Required by DOW | 136786 | WATTS | 007QT | DC | 2.000 | 69790 | POOL PUMP/METER ROOM TOP ASSEMBLY -FACLTIES
6363 | WOERNER TEMPLE RD | 43016-8605 | Active | 137821 | WATTS | 709 | DCDA | 6.000 | 69791 | POOL PUMP/METER ROOM -FACLTIES
6363 | WOERNER TEMPLE RD | 43016-8605 | Not Required by DOW | 23500 | WATTS | 919AQT | RP | 2.000 | 69792 | POOL PUMP/METER RM CITY POOL IRRIG -PK & REC
6363 | WOERNER TEMPLE RD | 43016-8605 | Not Required by DOW | 244337 | WATTS | 009M2QT | RP | 2.000 | 69793 | POOL PUMP/METER ROOM 3RD FROM BOTTOM -FACLTIES
6363 | WOERNER TEMPLE RD | 43016-8605 | Active | 41745 | WATTS | 007QT | DC | 0.750 | 69795 | POOL PUMP/MECH ROOM FIRE DCDA -FACLTIES
6363 | WOERNER TEMPLE RD | 43016-8605 | Active | 179429 | WATTS | 909 | RP | 3.000 | 99973 | POOL PUMP/MECH ROOM NEXT TO METER -FACLTIES
6773 | WOERNER TEMPLE RD | 43016- | Active | 1170201001 | AMES | 3000SS | DCDA | 6.000 | 70626 | IN METER PIT PIT 150' S OF WOERNR TMPLE
6773 | WOERNER TEMPLE RD | 43016- | Active | 132634 | WATTS | 800QT | PVB | 0.750 | 70627 | 6606 TANTALLON LEFT SIDE
6773 | WOERNER TEMPLE RD | 43016- | Active | 237291 | WATTS | 800QT | PVB | 0.750 | 70628 | 6567 CARINLOUGH RIGHT CTR
6773 | WOERNER TEMPLE RD | 43016- | Active | 51028 | WATTS | 007QT | DC | 0.750 | 70629 | IN METER PIT -PIT 150' S OF WOERNR TMPLE
6773 | WOERNER TEMPLE RD | 43016- | Active | A151825 | WILKINS | 720A | PVB | 0.750 | 70630 | 6558 TANTALLON LEFT FRONT
6773 | WOERNER TEMPLE RD | 43016- | Active | 813395 | WILKINS | 720A | PVB | 0.750 | 70631 | 6615 CARINLOUGH PL RIGHT
6773 | WOERNER TEMPLE RD | 43016- | Active | 817352 | WILKINS | 720A | PVB | 0.750 | 70632 | 6559 CARINLOUGH RIGHT CTR
6773 | WOERNER TEMPLE RD | 43016- | Active | 902575 | WILKINS | 720A | PVB | 0.750 | 70633 | 6583 CARINLOUGH LEFT CTR
6773 | WOERNER TEMPLE RD | 43016- | Active | 903068 | WILKINS | 720A | PVB | 0.750 | 70634 | 6607 CARINLOUGH RIGHT CTR
6773 | WOERNER TEMPLE RD | 43016- | Active | 953407 | WILKINS | 720A | PVB | 0.750 | 70635 | 6599 CARINLOUGH RIGHT CTR
6773 | WOERNER TEMPLE RD | 43016- | Active | 953411 | WILKINS | 720A | PVB | 0.750 | 70636 | 6590 TANTALLON RIGHT CTR
6773 | WOERNER TEMPLE RD | 43016- | Active | 997349 | WILKINS | 720A | PVB | 0.750 | 70637 | 6574 TANTALLON LEFT CTR
6773 | WOERNER TEMPLE RD | 43016- | Active | A008690 | WILKINS | 720A | PVB | 0.750 | 70638 | 6592 CARINLOUGH PL. RIGHT
6773 | WOERNER TEMPLE RD | 43016- | Active | A008702 | WILKINS | 720A | PVB | 0.750 | 70639 | 6581 TANTALLON LEFT FRONT
6773 | WOERNER TEMPLE RD | 43016- | Active | T329092 | WILKINS | 720A | PVB | 0.750 | 70640 | 5702 ENNISHANNON FRONT RIGHT
6773 | WOERNER TEMPLE RD | 43016- | Active | A082583 | WILKINS | 720A | PVB | 0.750 | 70641 | 6582 TANTALLON LEFT CTR
6773 | WOERNER TEMPLE RD | 43016- | Active | 3894065 | WILKINS | 975xl | RP | 2.000 | 70642 | ABOVE METER PIT - ENTRANCE IRRIGATION
6773 | WOERNER TEMPLE RD | 43016- | Active | A082468 | WILKINS | 720A | PVB | 0.750 | 70644 | 5722 LISCARROLL RIGHT CTR
6773 | WOERNER TEMPLE RD | 43016- | Active | 997470 | WILKINS | 720A | PVB | 0.750 | 74972 | 6575 CARINLOUGH RIGHT REAR
6773 | WOERNER TEMPLE RD | 43016- | Active | A082444 | WILKINS | 720A | PVB | 0.750 | 74973 | 5726 ENNISHANNON LEFT CTR
6773 | WOERNER TEMPLE RD | 43016- | Active | A082410 | WILKINS | 720A | PVB | 0.750 | 74974 | 6589 TANTALLON RIGHT FRONT
6773 | WOERNER TEMPLE RD | 43016- | Removed | 813142REM | WILKINS | 720A | PVB | 0.750 | 74975 | REMOVED-6557 TANTALLAN SQUARE
6773 | WOERNER TEMPLE RD | 43016- | Active | A008941 | WILKINS | 720A | PVB | 0.750 | 74976 | 6576 CARINLOUGH RIGHT FRONT
6773 | WOERNER TEMPLE RD | 43016- | Active | 997529 | WILKINS | 720A | PVB | 0.750 | 74977 | 6568 CARINLOUGH RIGHT FRONT
6773 | WOERNER TEMPLE RD | 43016- | Replaced | REPH492347 | FEBCO | 765 | PVB | 0.750 | 74978 | REPLACED- 6591 CARINLOUGH, RIGHT SIDE CENTER
6773 | WOERNER TEMPLE RD | 43016- | Active | A082580 | WILKINS | 720A | PVB | 0.750 | 74984 | 5751 LISCARROLL LEFT CTR
6773 | WOERNER TEMPLE RD | 43016- | Active | t298682 | WILKINS | 720A | PVB | 0.750 | 74985 | 6573 TANTALLON SQ LEFT REAR
6773 | WOERNER TEMPLE RD | 43016- | Active | 239947 | WATTS | 800QT | PVB | 0.750 | 74986 | 6614 TANTALLON SQ LEFT FRONT
6773 | WOERNER TEMPLE RD | 43016- | Replaced | 872680REP | WILKINS | 720A | PVB | 0.750 | 74988 | REPLACED- 6566 TANTALLON SQUARE
6773 | WOERNER TEMPLE RD | 43016- | Active | 903253 | WILKINS | 720A | PVB | 0.750 | 74990 | 6597 TANTALLON SQ RIGHT
6773 | WOERNER TEMPLE RD | 43016- | Active | 835475 | WILKINS | 720A | PVB | 0.750 | 74991 | 6565 TANTALLON FRONT LEFT
6773 | WOERNER TEMPLE RD | 43016- | Active | 953392 | WILKINS | 720A | PVB | 0.750 | 74993 | 6608 CARINLOUGH RIGHT REAR
6773 | WOERNER TEMPLE RD | 43016- | Active | A135458 | WILKINS | 720A | PVB | 0.750 | 74994 | 5718 ENNISHANNON RIGHT FRONT
6773 | WOERNER TEMPLE RD | 43016- | Active | 902577 | WILKINS | 720A | PVB | 0.750 | 75029 | 6598 TANTALLON SQ LEFT CTR
6773 | WOERNER TEMPLE RD | 43016- | Active | H492441 | FEBCO | 765 | PVB | 0.750 | 97206 | 6674 CARINLOUGH PL RIGHT
6773 | WOERNER TEMPLE RD | 43016- | Active | G215284 | WILKINS | 720A | PVB | 0.750 | 97207 | 5798 CRIGHTON DR LEFT
6773 | WOERNER TEMPLE RD | 43016- | Active | 011158 | WATTS | 800 | PVB | 0.750 | 97208 | 5790 CRIGHTON RIGHT
6773 | WOERNER TEMPLE RD | 43016- | Active | G204920 | WILKINS | 720A | PVB | 0.750 | 97209 | 5799 CRIGHTON LEFT
6773 | WOERNER TEMPLE RD | 43016- | Active | A008710 | WILKINS | 720A | PVB | 0.750 | 97210 | 6560 CARINLOUGH PL LEFT
6773 | WOERNER TEMPLE RD | 43016- | Active | A133642 | WILKINS | 720A | PVB | 0.750 | 97211 | 5756 LISCARROL RIGHT
6773 | WOERNER TEMPLE RD | 43016- | Active | G222197 | WILKINS | 720A | PVB | 0.750 | 97212 | 5752 ENNISHANNON PL RIGHT
6773 | WOERNER TEMPLE RD | 43016- | Active | A153531 | WILKINS | 720A | PVB | 0.750 | 97213 | 5738 LISCARROL LEFT
6773 | WOERNER TEMPLE RD | 43016- | Active | H263869 | FEBCO | 765 | PVB | 0.750 | 97214 | 5725 LISCARROL RIGHT
6773 | WOERNER TEMPLE RD | 43016- | Active | G086227 | WILKINS | 720A | PVB | 0.750 | 97215 | 5743 LISCARROL RIGHT
6773 | WOERNER TEMPLE RD | 43016- | Active | G204712 | WILKINS | 720A | PVB | 0.750 | 97216 | 5709 ENNISHANNON FRONT
6773 | WOERNER TEMPLE RD | 43016- | Active | A151826 | WILKINS | 720A | PVB | 0.750 | 97217 | 5738 ENNISHANNON RIGHT
6773 | WOERNER TEMPLE RD | 43016- | Active | 553361 | WATTS | 800QT | PVB | 1.000 | 97218 | 5710 ENNISHANNON LEFT
6773 | WOERNER TEMPLE RD | 43016- | Active | G086220 | WILKINS | 720A | PVB | 0.750 | 97219 | 5706 ENNISHANNON RIGHT
6773 | WOERNER TEMPLE RD | 43016- | Active | H263915 | FEBCO | 765 | PVB | 0.750 | 97220 | 5701 ENNISHANNON RIGHT
6773 | WOERNER TEMPLE RD | 43016- | Active | G215489 | WILKINS | 720A | PVB | 0.750 | 97221 | 6600 CARINLOUGH PL RIGHT
6773 | WOERNER TEMPLE RD | 43016- | Active | G17721 | WILKINS | 720A | PVB | 0.750 | 97222 | 5735 LISCARROLL RIGHT
6773 | WOERNER TEMPLE RD | 43016- | Active | A133790 | WILKINS | 720A | PVB | 0.750 | 97223 | 5713 LISCARROL RIGHT
6773 | WOERNER TEMPLE RD | 43016- | Active | H353154 | FEBCO | 765 | PVB | 0.750 | 97224 | 6584 CARINLOUGH PL RIGHT
6773 | WOERNER TEMPLE RD | 43016- | Active | G205012 | WILKINS | 720A | PVB | 0.750 | 97225 | 6656 CARINLOUGH RD RIGHT
6773 | WOERNER TEMPLE RD | 43016- | Active | A133866 | WILKINS | 720A | PVB | 0.750 | 97232 | 5722 ENNISHANNON LEFT
6773 | WOERNER TEMPLE RD | 43016- | Active | G098076 | WILKINS | 720A | PVB | 0.750 | 97286 | 5714 ENNINSHANNON FRONT
6773 | WOERNER TEMPLE RD | 43016- | Removed | G205575REM | WILKINS | 720A | PVB | 0.750 | 97397 | **REPLACED** 5791 CRIGHTON DR LEFT
6773 | WOERNER TEMPLE RD | 43016- | Active | F023772 | WILKINS | 720A | PVB | 0.750 | 98513 | 5783 CRIGHTON DR RIGHT CTR
6773 | WOERNER TEMPLE RD | 43016- | Active | T329086 | WILKINS | 720A | PVB | 0.750 | 98514 | 6619 CARINLOUGH PL FRONT -LEFT OF FRT DR
6773 | WOERNER TEMPLE RD | 43016- | Active | A082407 | WILKINS | 720A | PVB | 0.750 | 98515 | 5742 ENNISHANNON LEFT REAR
6773 | WOERNER TEMPLE RD | 43016- | Active | F006289 | WILKINS | 720A | PVB | 0.750 | 98516 | 5774 CRIGHTON DR RIGHT
6773 | WOERNER TEMPLE RD | 43016- | Active | G231115 | WILKINS | 720A | PVB | 0.750 | 98517 | 5775 CRIGHTON DR LEFT
6773 | WOERNER TEMPLE RD | 43016- | Active | G246889 | WILKINS | 720A | PVB | 0.750 | 99658 | 5807 CRIGHTON DR RIGHT CTR
6773 | WOERNER TEMPLE RD | 43016- | Active | 244731 | APOLLO/CONBRACO | 4050502 | PVB | 1.000 | 99659 | 5729 LISCARROL PL RIGHT
6773 | WOERNER TEMPLE RD | 43016- | Active | 244701 | APOLLO/CONBRACO | 40-105-02 | PVB | 1.000 | 99856 | 5734 ENNINSHANNON LEFT
6773 | WOERNER TEMPLE RD | 43016- | Active | 244667 | APOLLO/CONBRACO | PVB | PVB | 1.000 | 101245 | 5717 LISCARROL RIGHT
6773 | WOERNER TEMPLE RD | 43016- | Active | 244685 | APOLLO/CONBRACO | PVB | PVB | 1.000 | 101246 | 6671 CARINLOUGH PL FRONT
6773 | WOERNER TEMPLE RD | 43016- | Active | 244803 | APOLLO/CONBRACO | PVB | PVB | 1.000 | 101247 | 5815 CRIGHTON LEFT
6773 | WOERNER TEMPLE RD | 43016- | Active | T081662 | WILKINS | 720A | PVB | 0.750 | 102661 | 5823 CRIGHTON DRIVE LEFT
6773 | WOERNER TEMPLE RD | 43016- | Active | 300125 | WILKINS | 420 | PVB | 1.000 | 102666 | 6663 CARINLOUGH PL RIGHT
6773 | WOERNER TEMPLE RD | 43016- | Active | 301037 | WILKINS | 420 | PVB | 1.000 | 102667 | 5766 CRIGHTON DR LEFT FRONT
6773 | WOERNER TEMPLE RD | 43016- | Active | T259125 | WILKINS | 720 | PVB | 1.000 | 102668 | 6648 CARINLOUGH PL LEFT
6773 | WOERNER TEMPLE RD | 43016- | Active | 244669 | APOLLO/CONBRACO | PVB | PVB | 1.000 | 102669 | 6616 CARINLOUGH PL LEFT
6773 | WOERNER TEMPLE RD | 43016- | Active | CB016409 | WILKINS | 720A | PVB | 0.750 | 103379 | 5759 CRIGHTON DR LEFT
6773 | WOERNER TEMPLE RD | 43016- | Active | 352977 | WATTS | 800M4FR | PVB | 0.750 | 103567 | 5746 ENNISHANNON PL WEST SIDE
6773 | WOERNER TEMPLE RD | 43016- | Active | T146436 | WILKINS | 720A | PVB | 0.750 | 103856 | 5767 CRIGHTON DR RIGHT CTR
6773 | WOERNER TEMPLE RD | 43016- | Replaced | T146692REP | WILKINS | 720A | PVB | 0.750 | 3603682 | 5782 CRIGHTON DR, LEFT SIDE
6773 | WOERNER TEMPLE RD | 43016- | Active | T147274 | WILKINS | 720A | PVB | 0.750 | 3603683 | 5822 CRIGHTON DR, SOUTH SIDE OF HOUSE
6773 | WOERNER TEMPLE RD | 43016- | Active | 361802 | WATTS | 800 | PVB | 0.750 | 3603866 | 5758 CRIGHTON DR, BACK OF HOUSE
6773 | WOERNER TEMPLE RD | 43016- | Active | CB084370 | WILKINS | 720A | PVB | 0.750 | 3604081 | 5705 ENNISHANNON, FRONT OF HOUSE
6773 | WOERNER TEMPLE RD | 43016- | Active | T146960 | WILKINS | 720A | PVB | 0.750 | 3604082 | 6647 CARINLOUGH, FRONT
6773 | WOERNER TEMPLE RD | 43016- | Active | CB093063 | WILKINS | 720A | PVB | 0.750 | 3604537 | 5814 CRIGHTON, LEFT SIDE
6773 | WOERNER TEMPLE RD | 43016- | Active | CB072631 | WILKINS | 720A | PVB | 0.750 | 3606025 | 6639 CARINLOUGH PL, LEFT SIDE
6773 | WOERNER TEMPLE RD | 43016- | Active | T188718 | WILKINS | 720A | PVB | 0.750 | 3607645 | 6631 CARINLOUGH PL RIGHT REAR
6773 | WOERNER TEMPLE RD | 43016- | Active | 727401 | WILKINS | 720A | PVB | 0.750 | 3609568 | 6566 TANTALLON SQ LEFT REAR
6773 | WOERNER TEMPLE RD | 43016- | Active | G215564 | WILKINS | 720A | PVB | 0.750 | 3609705 | 6557 TANTALLAN SQUARE, LEFT SIDE
6773 | WOERNER TEMPLE RD | 43016- | Active | H781831 | FEBCO | 765 | PVB | 0.750 | 3609761 | 6591 CARINLOUGH RIGHT
6773 | WOERNER TEMPLE RD | 43016- | Active | 262971 | WILKINS | 720A | PVB | 0.750 | 3610242 | 5782 CRIGHTON DR, LEFT SIDE
6773 | WOERNER TEMPLE RD | 43016- | Active | CB113952 | WILKINS | 720A | PVB | 0.750 | 3611842 | 5730 LISCARROL LEFT SIDE
6773 | WOERNER TEMPLE RD | 43016- | Active | CB113918 | WILKINS | 720A | PVB | 0.750 | 3613760 | 6630 TANTALLON SQ, RIGHT CENTER
6773 | WOERNER TEMPLE RD | 43016- | Active | CB170130 | WILKINS | 720A | PVB | 0.750 | 3616664 | 5806 CRIGHTON DR, FRONT SIDE OF HOUSE
6773 | WOERNER TEMPLE RD | 43016- | Active | CB209103 | WILKINS | 720 | PVB | 0.750 | 3622525 | 6624 CARINLOUGH PL
6773 | WOERNER TEMPLE RD | 43016- | Active | 4295892 | WILKINS | 975XL | RP | 0.750 | 3622982 | GREEN SPACE ENNISHANNON/LISCARROL BY STONE WALL BY ELEC MTR
6773 | WOERNER TEMPLE RD | 43016- | Active | CB072701 | WILKINS | 720 | PVB | 0.750 | 3630213 | 5721 LISCARROL RIGHT FRONT
6773 | WOERNER TEMPLE RD | 43016- | Active | T187458 | WILKINS | 720 | PVB | 0.750 | 3630214 | 6622 TANTALLON RIGHT CENTER
6773 | WOERNER TEMPLE RD | 43016- | Active | CB082954 | WILKINS | 720 | PVB | 0.750 | 3630215 | 6655 CARINLOUGH PL RIGHT CENTER
6773 | WOERNER TEMPLE RD | 43016- | Active | CB093011 | WILKINS | 720 | PVB | 0.750 | 3638880 | 5730 ENNISHANNON PL RIGHT SIDE
6773 | WOERNER TEMPLE RD | 43016- | Active | T188078 | WILKINS | 720 | PVB | 0.750 | 3639068 | 5791 CRIGHTON DR - LEFT CENTER
6773 | WOERNER TEMPLE RD | 43016- | Due Install |  |  |  | RP | 3.000 | 3651603 | IN H/BOX AT PIT
6773 | WOERNER TEMPLE RD | 43016- | Active | CB638684 | WILKINS | 720A | PVB | 0.750 | 3654587 | 6750 Carson Way
5685 | WOERNER TEMPLE RD BLDG #4 | 43016-7188 | Active | 3078168 | WILKINS | 975XL | RP | 1.500 | 100260 | NE OSD 5685 MTR/RISER RM BEHIND JETS PIZZA ASIAN BISTRO DR
5685 | WOERNER TEMPLE RD BLDG #4 | 43016-7188 | Not Required by DOW | 12728 | WATTS | 919QT | RP | 1.500 | 100632 | NE OSD 5685 MTR/RISER RM BEHIND JETS PIZZA ASIAN BISTRO DR
5685 | WOERNER TEMPLE RD BLDG #4 | 43016-7188 | Active | 1054041010 | AMES | 5000SS | RPDA | 4.000 | 102279 | NE OSD 5685 MTR/RISER RM BEHIND JETS PIZZA ASIAN BISTRO DR
5685 | WOERNER TEMPLE RD BLDG #4 | 43016-7188 | Active | 11455 | AMES | 4000B | RP | 0.750 | 102280 | NE OSD 5685 MTR/RISER RM BEHIND JETS PIZZA ASIAN BISTRO DR
6350 | WOERNER TEMPLE RD UNIT A | 43016 | Active | 39201 | WATTS | 919QT | RP | 1.000 | 88099 | 15' S OF VARWYNE DR IN WOOD BOX AT 5949-PARK&REC
6350 | WOERNER TEMPLE RD UNIT A | 43016 | Active | 246825 | WATTS | 009M2QT | RP | 1.000 | 3608251 | 15' S OF VARWYNE DR IN WOOD BOX AT 5949 -FACLTIES
8197 | WOLCOTT LOOP BLDG 13 | 43054 | Removed | 20248REM | WATTS | 919QT | RP | 1.500 | 3615289 | FRONT OF HOUSE IN HOT BOX
8193 | WOLCOTT LOOP BLDG 14 | 43054 | Removed | 20617REM | WATTS | 919QT | RP | 1.500 | 3615290 | IN HOT BOX
8173 | WOLCOTT LOOP BLDG 15 | 43054 | Removed | 20614REM | WATTS | 919QT | RP | 1.500 | 3615370 | RIGHT SIDE OF BUILDING
8169 | WOLCOTT LOOP BLDG 16 | 43054 | Removed | 20799REM | WATTS | 919QT | RP | 1.500 | 3616972 | IN HOT BOX S OF SE CORNER OF BLDG
8145 | WOLCOTT LOOP BLDG 17 | 43054 | Removed | 20145REM | WATTS | 919QT | RP | 1.500 | 3618037 | IN HOT BOX NW OF BLDG
8120 | WOLCOTT LOOP BLDG 18 | 43054 | Removed | 20752 | WATTS | 919QT | RP | 1.500 | 3618415 | S SIDE OF BLDG IN HOT BOX
8204 | WOLCOTT LOOP BLDG 24W | 43054 | Removed | 56194REM | WATTS | 919 | RP | 1.500 | 3616629
8188 | WOLCOTT LOOP BLDG 25 | 43054 | Removed | 20114REM | WATTS | 919QT | RP | 1.500 | 3616805 | HOT BOX
8160 | WOLCOTT LOOP BLDG 26 | 43054 | Removed | 55995REM | WATTS | 919QT | RP | 1.000 | 3616804 | HOT BOX
8144 | WOLCOTT LOOP BLDG 27 | 43054 | Removed | 20801REM | WATTS | 919QT | RP | 1.500 | 3616630 | NORTH SIDE OF BUILDING
6801 | WOLCOTT PL BLDG 28 | 43054 | Not Required by DOW | 20802 | WATTS | 919 | RP | 1.500 | 3618036
6821 | WOLCOTT PL BLDG 29 | 43054 | Not Required by DOW | 20893 | WATTS | 919AQT | RP | 1.500 | 3618416 | HOT BOX E BLDG
6833 | WOLCOTT PL BLDG 30 | 43054 | Not Required by DOW | 20120 | WATTS | 919AQT | RP | 1.500 | 3618417 | HOT BOX N OF BLDG
2933 | WOLFBIRCH | 43231 | Active | CB597672 | WILKINS | 720A | PVB | 0.750 | 3646137 | RIGHT SIDE
2925 | WOLFBIRCH DR | 43231 | Active | HE84689 | FEBCO | 765 | PVB | 0.750 | 3644897 | RIGHT SIDE OF HOUSE
3013 | WOLFBIRCH DR | 43231 | Active | Cb850956 | WILKINS | 720A | PVB | 0.750 | 3646712 | LEFT SIDE OF HOUSE
3042 | WOLFBIRCH DR | 43231 | Active | CB653427 | WILKINS | 720A | PVB | 0.750 | 3639125 | RIGHT SIDE
3050 | WOLFBIRCH DR | 43231 | Active | T305744 | WILKINS | 720A | PVB | 0.750 | 3639287 | LEFT SIDE
3125 | WOLFBIRCH DR | 43231 | Active | CB597657 | WILKINS | 720A | PVB | 0.750 | 3638198 | LEFT SIDE
2325 | WOOD AVE | 43221-3519 | Active | 178133 | WATTS | 009QT | RP | 0.750 | 57975 | SOUTH FRONT EAST SIDE @ METER
2328 | WOOD AVE | 43221-3520 | Active | 180211 | WATTS | 009M3QT | RP | 0.750 | 57978 | BASEMENT NW CORNER @ 830 W LANE
2330 | WOOD AVE | 43221-3520 | Inactive | 190042 | WATTS | 009M3QT | RP | 0.750 | 57987 | BASEMENT NW CORNER NORTH BACKFLOW
2340 | WOOD AVE | 43221-3520 | Active | 188434 | WATTS | 009QT | RP | 0.750 | 58014 | WEST OF BUILDING SOUTH OF FRONT DOOR
2350 | WOOD AVE | 43221-3520 | Active | 300514 | WATTS | 009M3QT | RP | 0.750 | 58043 | BY WATER METER
2354 | WOOD AVE | 43221-3520 | Active | 190982 | WATTS | 009M3QT | RP | 0.750 | 58050 | WEST SIDE DOOR
2386 | WOOD AVE | 43221-3520 | Active | 190990 | WATTS | 909QT | RP | 0.750 | 88329 | SW OF 2392 IN GARAGE BY DOOR AT WATER METER
2398 | WOOD AVE | 43221-3520 | Active | 178132 | WATTS | 009M3QT | RP | 0.750 | 58146 | SW OFFICE OF 2398 AT WATER MTR N MTR OF 2
2330 | WOOD AVE UNIT BSMT | 43221-3520 | Inactive | 180187 | WATTS | 009M3QT | RP | 0.750 | 57988 | BASEMENT NW CORNER SOUTH BACKFLOW
3792 | WOODBRIDGE RD | 43220-4768 | Active | 4274599 | WILKINS | 975XL | RP | 0.750 | 3565929 | RIGHT SIDE OF HOUSE BEHIND GARAGE
3825 | WOODBRIDGE RD | 43220-4767 | Active | CB629178 | WILKINS | 720A | PVB | 0.750 | 3565934 | FRONT OF HOUSE
3851 | WOODBRIDGE RD | 43220-4771 | Active | BE3828 | FEBCO | 765 | PVB | 0.750 | 94971 | FRONT OF HOUSE
3885 | WOODBRIDGE RD | 43220-4771 | Active | 618388 | WATTS | 800M4FR | PVB | 1.000 | 94972 | FRONT LEFT.
3930 | WOODBRIDGE RD | 43220-4774 | Active | 337113 | WILKINS | 720A | PVB | 0.750 | 99552 | FRONT RIGHT
4201 | WOODBRIDGE RD | 43220-4334 | Active | CB481071 | WILKINS | 720A | PVB | 1.000 | 63279 | RIGHT SIDE OF FRONT DOOR
4219 | WOODBRIDGE RD | 43220-4334 | Active | 786511 | WATTS | 800M4FR | PVB | 1.000 | 63321 | FRONT OF HOUSE LEFT OF FRONT DOOR
4305 | WOODBRIDGE RD | 43220-4335 | Active | T146688 | WILKINS | 720A | PVB | 0.750 | 3565963 | Front of house
4337 | WOODBRIDGE RD | 43220-4336 | Active | 291256 | WATTS | 800M4QT | PVB | 1.000 | 63720 | OUTSIDE THE HOUSE
1010 | WOODCREST WAY | 43054- | Active | 617750 | WATTS | 909QT | RP | 1.000 | 96556 | MECH ROOM
3710 | WOODCUTTER LN | 43224-2536 | Replaced | REP243518 | WATTS | 800QT | PVB | 0.750 | 61550 | REPLACED- REAR OF HOUSE
3710 | WOODCUTTER LN | 43224-2536 | Removed | REMCB113304 | WILKINS | 720A | PVB | 0.750 | 3611850 | REMOVED - REAR OF HOUSE
4451 | WOODED NOOK DR | 43054-7014 | Active | T056878 | WILKINS | 720A | PVB | 0.750 | 99786 | LEFT SIDE OF HOUSE
4467 | WOODED NOOK DR | 43054-7014 | Active | F022336 | WILKINS | 720A | PVB | 0.500 | 64111 | RIGHT SIDE OF HOUSE
4475 | WOODED NOOK DR | 43054-7014 | Active | T390812 | WILKINS | 720A | PVB | 1.000 | 64130 | LEFT SIDE
4240 | WOODHALL RD | 43220-4378 | Active | AL1511 | FEBCO | 765 | PVB | 1.000 | 94973 | FRONT OF HOUSE
4271 | WOODHALL RD | 43220-4377 | Active | H371205 | FEBCO | 765 | PVB | 1.000 | 101168 | LEFT REAR OF HOUSE
4310 | WOODHALL RD | 43220-4378 | Active | T374484 | WILKINS | 720A | PVB | 0.750 | 101169 | BACK OF HOUSE/LOCKED YARD
4320 | WOODHALL RD | 43220-4378 | Active | 121416 | RAINBIRD | 100 | PVB | 1.000 | 63672 | RIGHT FRONT CORNER OF HOUSE SE CORNER
4325 | WOODHALL RD | 43220-4379 | Active | AA5701 | FEBCO | 765 | PVB | 0.750 | 63679 | FRONT OF HOUSE
4361 | WOODHALL RD | 43220-4381 | Active | 677067 | RAINBIRD | 100 | PVB | 1.000 | 63812 | FRONT OF HOUSE, N OF DOOR
8410 | WOODHAVEN N LOOP | 43054 | Active | EAF8014 | WILKINS | 720A | PVB | 0.750 | 3656137 | RIGHT SIDE
8305 | WOODHAVEN S LOOP | 43054 | Active | CB016545 | WILKINS | 720A | PVB | 0.750 | 3657176 | LEFT SIDE
8355 | WOODHAVEN S LOOP | 43054 | Active | CB018183 | WILKINS | 720A | PVB | 0.750 | 3657404 | RIGHT FRONT
7270 | WOODHAVEN W LOOP | 43054 | Active | CB016353 | WILKINS | 720 | PVB | 0.750 | 3656697 | RIGHT SIDE MIDDLE
72 | WOODLAND AVE | 43203-1769 | Active | HH0843 | AMES | COLT 300AGV | DCDA | 4.000 | 96165 | basement
72 | WOODLAND AVE | 43203-1769 | Active | 10793 | AMES | 2000BM3 | DC | 0.750 | 96179 | BOILER ROOM, BASEMENT
72 | WOODLAND AVE | 43203-1769 | Active | 39341 | Watts | LF919 | RP | 2.000 | 3629664 | IN BASEMENT BY METER
13 | WOODLAND AVE | 43203-1774 | Not Required by DOW | 4350611 | WILKINS | 975XL2 | RP | 0.750 | 54566 | Basement - Whirlpool Room
130 | WOODLAND AVE | 43203-1774 | Not Required by DOW | 2889 | AMES | 2000B | DC | 1.250 | 54567 | 1st Flr - Hall Ceiling by Women's Locker Rm
130 | WOODLAND AVE | 43203-1774 | Active | 293799 | WATTS | 909M1HWQT | RP | 2.000 | 54568 | Basement - Under Stairs at Water Meter (Back)
130 | WOODLAND AVE | 43203-1774 | Not Required by DOW | 293807 | WATTS | 909M1QT | RP | 2.000 | 54569 | Basement - Pool Equipment Room
130 | WOODLAND AVE | 43203-1774 | Not Required by DOW | 356776 | WILKINS | 975 | RP | 0.750 | 54570 | Basement - Boiler Room Ceiling
130 | WOODLAND AVE | 43203-1774 | Active | W125945 | WILKINS | 975 | RP | 2.000 | 54571 | Basement - Under Stairs at Water Meter (Back)
143 | WOODLAND AVE | 43203-1775 | Due Install |  |  |  | RP | 0.750 | 3566499
143 | WOODLAND AVE | 43203-1775 | Not Required by DOW | [5 empty] | 3626207
223 | WOODLAND AVE | 43203-1741 | Active | 40231 | WATTS | 009QT | RP | 1.000 | 57681 | IN BASEMENT
289 | WOODLAND AVE | 43203-1747 | Active | ABA37817 | WILKINS | 975 | RP | 1.000 | 3566517 | AT METER
304 | WOODLAND AVE | 43203-1745 | Active | 1019200322 | AMES | 3000SS | DCDA | 4.000 | 3566519 | WEST BREEZEWAY
304 | WOODLAND AVE | 43203-1745 | Active | 86486 | AMES | 2000B | DC | 0.750 | 3654159 | WEST BREEZEWAY
304 | WOODLAND AVE | 43203-1745 | Active | 42427 | WATTS | 919-QT | RP | 2.000 | 3654370 | WEST BREEZEWAY
424 | WOODLAND AVE | 43203- | Due Install |  |  |  | RP |  | 3566556
970 | WOODLAND AVE | 43219-2150 | Active | 183653 | WATTS | LF009M2-QT | RP | 1.000 | 3566564
104 | WOODLAND AVE | 43219-2151 | Active | 177089 | WATTS | LF009M2QT | RP | 1.000 | 3566566
1040 | WOODLAND AVE | 43219-2151 | Active | UC-0945 | AMES | COLT500GV | RPDA | 6.000 | 3628141 | FIRE METER IN METER ROOM
1040 | WOODLAND AVE | 43219-2151 | Active | 86808 | WATTS | LF919QT | RP | 0.750 | 3648402 | FIRE METER 3/4" SIDE CAR IN METER ROOM
1601 | WOODLAND AVE | 43219-1135 | Removed | 405010REM | WATTS | 909HWM1QT | RP | 1.500 | 55567 | ABOVE BATHROOMS ON DECK IN WAREHOUSE REMOVED
1601 | WOODLAND AVE | 43219-1135 | Active | 412426 | WATTS | 909HWQT | RP | 0.750 | 55568 | ABOVE BOILER IN BASEMENT
1601 | WOODLAND AVE | 43219-1135 | Due Install |  |  |  | RP | 1.500 | 3636695
1607 | WOODLAND AVE | 43219-1135 | Active | W279552 | WILKINS | 975XL | RP | 1.000 | 90752 | IN SHOP AREA SOUTH WALL
1611 | WOODLAND AVE | 43219-1135 | Active | 119037 | WILKINS | 975 | RP | 0.750 | 55609 | IN BASEMENT MECHANICAL ROOM
1611 | WOODLAND AVE | 43219-1135 | Due Install |  |  |  | RP | 0.750 | 3636985 | IN BASEMENT MECHANICAL ROOM
1633 | WOODLAND AVE | 43219-1135 | Active | 36283 | WATTS | 919AQT | RP | 1.000 | 101593 | ABOVE WOMEN'S RESTROOM
1633 | WOODLAND AVE | 43219-1135 | Due Install |  |  |  | RP | 1.500 | 3635995 | AT METER
1685 | WOODLAND AVE | 43219-1135 | Active | W255128 | WILKINS | 975XL | RP | 1.000 | 88100 | ACCESS PANEL IN OFFICE
1779 | WOODLAND AVE | 43219-1100 | Active | 394211 | WATTS | 009M3QT | RP | 0.750 | 56119 | IN RESTROOM IN REAR CORNER OF BUILDING (SW) AT WATER METER
1815 | WOODLAND AVE | 43219-1112 | Active | 257829 | WATTS | 009M2QT | RP | 1.000 | 87065 | Rest room basement east wall
1815 | WOODLAND AVE | 43219-1112 | Active | N14180 | WILKINS | 350 | DCDA | 3.000 | 87072 | BASEMENT IN RISER ROOM
1815 | WOODLAND AVE | 43219-1112 | Active | 1765141 | WILKINS | 950XLU | DC | 0.750 | 87073 | basement south east corner
1825 | WOODLAND AVE | 43219-1112 | Active | 153857 | WATTS | 009QT | RP | 0.500 | 56311 | MECH ROOM
1825 | WOODLAND AVE | 43219-1112 | Due Install |  |  |  | RP |  | 3636443
1711 | WOODLAND AVE UNIT B | 43219-1137 | Not Required by DOW | 004727 | WATTS | LF909M1QT | RP | 2.000 | 55926 | BOILER ROOM
1711 | WOODLAND AVE UNIT B | 43219-1137 | Not Required by DOW | 260437 | WATTS | 909M1QT | RP | 2.000 | 55927 | ELECTRIC ROOM S. WALL
1711 | WOODLAND AVE UNIT B | 43219-1137 | Not Required by DOW | 3816828 | WILKINS | 975XL2 | RP | 2.000 | 103794 | EAST WALL OF LOADING AREA
1711 | WOODLAND AVE UNIT B | 43219-1137 | Not Required by DOW | 3817065 | WILKINS | 975XL | RP | 1.000 | 103795 | EAST WALL OF LOADING AREA
1711 | WOODLAND AVE UNIT B | 43219-1137 | Active | 1275461113 | AMES | 4000SS | RP | 6.000 | 3603679 | SE CORNER OF LOT IN HOT BOX
1069 | WOODLAND AVE UNIT SW | 43219-2177 | Active | 4822385 | WILKINS | 975XL2 | RP | 1.000 | 3646151 | MECH ROOM
3370 | WOODLAND DR | 43026 | Active | CB154130 | WILKINS | 720 | PVB | 0.750 | 3607516 | LEFT SIDE
3382 | WOODLAND DR | 43026 | Active | CB113804 | WILKINS | 720 | PVB | 0.750 | 3608037 | RIGHT SIDE
3398 | WOODLAND DR | 43026 | Active | T230755 | WILKINS | 720A | PVB | 0.750 | 3609693 | RIGHT SIDE BACK
3406 | WOODLAND DR | 43026 | Active | CB154098 | WILKINS | 720 | PVB | 0.750 | 3609692 | RIGHT SIDE OF HOUSE
3413 | WOODLAND DR | 43026 | Active | CB113894 | WILKINS | 720A | PVB | 0.750 | 3609906 | Left Side
3430 | WOODLAND DR | 43026 | Active | CB636609 | WILKINS | 720 | PVB | 0.750 | 3609694 | RIGHT FRONT
3434 | WOODLAND DR | 43026 | Active | T366486 | WILKINS | 720 | PVB | 0.750 | 3625132 | LEFT SIDE
3437 | WOODLAND DR | 43026 | Active | T231522 | WILKINS | 720 | PVB | 0.750 | 3614920 | RIGHT SIDE OF HOUSE
3442 | WOODLAND DR | 43026 | Active | T309817 | Wilkins | 720A | PVB | 0.750 | 3616897 | Left side of house
3445 | WOODLAND DR | 43026 | Active | CB857386 | WILKINS | 720A | PVB | 0.750 | 3620067 | RIGHT SIDE OF HOUSE
3453 | WOODLAND DR | 43026 | Active | 304001 | WATTS | 800M4FR | PVB | 0.750 | 3616653 | RIGHT SIDE
3454 | WOODLAND DR | 43026 | Active | CB323311 | WILKINS | 720A | PVB | 0.750 | 3618341 | LEFT SIDE OF HOUSE
3476 | WOODLAND DR | 43026 | Active | T393142 | WILKINS | 720A | PVB | 0.750 | 3618444 | LEFT SIDE OF HOUSE
3477 | WOODLAND DR | 43026 | Active | T409475 | WILKINS | 720A | PVB | 0.750 | 3619727 | RIGHT SIDE
3480 | WOODLAND DR | 43026 | Active | CB857395 | WILKINS | 720A | PVB | 0.750 | 3615150 | RIGHT SIDE OF THE HOUSE
3481 | WOODLAND DR | 43026 | Active | T411393 | WILKINS | 720A | PVB | 0.750 | 3620032 | LEFT SIDE OF HOUSE
3485 | WOODLAND DR | 43026 | Active | CB867244 | WILKINS | 720A | PVB | 0.750 | 3616904 | Right side of house
3489 | WOODLAND DR | 43026 | Active | CB332881 | WILKINS | 720A | PVB | 0.750 | 3623110 | RIGHT SIDE
3540 | WOODLAND DR | 43026 | Active | CB638625 | WILKINS | 720 | PVB | 0.750 | 3621330 | RIGHT SIDE
3544 | WOODLAND DR | 43026 | Active | T411226 | WILKINS | 720A | PVB | 0.750 | 3619790 | LEFT SIDE OF HOUSE
3556 | WOODLAND DR | 43026 | Active | T410790 | WILKINS | 720A | PVB | 0.750 | 3624863 | RIGHT SIDE OF HOUSE
3561 | WOODLAND DR | 43026 | Active | T366490 | WILKINS | 720A | PVB | 0.750 | 3632625 | RIGHT SIDE
3568 | WOODLAND DR | 43026 | Active | CB332859 | WILKINS | 720 | PVB | 0.750 | 3626600 | RIGHT SIDE OF HOUSE
3569 | WOODLAND DR | 43026 | Active | T411080 | WILKINS | 720A | PVB | 0.750 | 3618342 | RIGHT SIDE OF HOUSE
3572 | WOODLAND DR | 43026 | Active | CB602466 | WILKINS | 720A | PVB | 0.750 | 3618346 | LEFT SIDE
3573 | WOODLAND DR | 43026 | Active | T345339 | WILKINS | 720A | PVB | 0.750 | 3622776 | LEFT SIDE
1084 | WOODMAN DR | 43085-2965 | Active | 301670 | WATTS | 800M4QT | PVB | 0.750 | 94974 | BACK SIDE OF HOUSE OUTSIDE
1080 | WOODMERE RD | 43220-4050 | Active | CB489364 | WILKINS | 720A | PVB | 0.750 | 3566932 | RIGHT FRONT CORNER OF HOUSE
32 | WOODROW AVE | 43207-1876 | Active | 20195 | AMES | 2000B | DC | 1.000 | 100757 | BASEMENT @ METER. DEDICATED FIRE LINE, HAS SEPARATE DOMESTIC MTR
54 | WOODROW AVE | 43207-2027 | Active | 45184 | WATTS | 919QT | RP | 0.750 | 3609358 | BASEMENT MECH ROOM
544 | WOODROW AVE | 43207-2027 | Due Install |  |  |  | RP | 1.500 | 3641429 | POLICE SUBSTATION # 13 - AT METER, BASEMENT SOUTH WALL
570 | WOODROW AVE | 43207-5715 | Active | PD-0916 | WATTS | 957 | RP | 4.000 | 3611558 | POOL MECHANICAL ROOM
570 | WOODROW AVE | 43207-5715 | Not Required by DOW | OJ-0886 | WATTS | 957 | RP | 4.000 | 3611559 | POOL EQUIPMENT, POOL MECHANICAL ROOM
570 | WOODROW AVE | 43207-5715 | Not Required by DOW | 19527 | WATTS | 919AQT | RP | 1.500 | 3611560 | POOL EQUIPMENT, POOL MECHANICAL ROOM
570 | WOODROW AVE | 43207-5715 | Not Required by DOW | 26266 | WATTS | 919AQT | RP | 2.000 | 3611561 | POOL EQUIPMENT, POOL MECHANICAL ROOM
580 | WOODROW AVE | 43207-5721 | Active | QE-0688 | WATTS | 957 | RP | 3.000 | 67981 | BASEMENT MECH ROOM AT DOMESTIC WATER
580 | WOODROW AVE | 43207-5721 | Not Required by DOW | 168164 | WATTS | 009M2PCQT | RP | 0.750 | 67982 | BASEMENT MECH ROOM BESIDE WATER HEATER
580 | WOODROW AVE | 43207-5721 | Active | 36176 | WATTS | 007QT | DC | 1.500 | 67983 | 590 WOODROW, FRONT OF BOTTOM DOOR AT BASEMENT 9-0 ABOVE FLOOR
264 | WOODS CRESCENT | 43123-8692 | Active | T487640 | WILKINS | 720A | PVB | 1.000 | 58860 | SIDE OF HOUSE
2655 | WOODS CRESCENT | 43123-8692 | Active | EAD4096 | WILKINS | 720A | PVB | 0.750 | 88547 | SOUTH EAST SIDE OF HOUSE
2665 | WOODS CRESCENT | 43123-8692 | Active | A072880 | WILKINS | 720A | PVB | 0.750 | 58922 | RIGHT HAND SIDE
2710 | WOODS CRESCENT | 43123-8696 | Replaced | REP103335 | WATTS | 800CMQT | PVB | 0.750 | 59070 | REPLACED- OUTSIDE
2710 | WOODS CRESCENT | 43123-8696 | Removed | T193477REM | WILKINS | 720A | PVB | 0.750 | 3609754 | LEFT SIDE OF HOUSE
2715 | WOODS CRESCENT | 43123-8693 | Active | H352939 | FEBCO | 765 | PVB | 0.750 | 88770 | RIGHT SIDE OF HOUSE
2755 | WOODS CRESCENT | 43123-8693 | Active | CB288667 | WILKINS | 720A | PVB | 0.750 | 59219 | RIGHT HAND SIDE OF HOUSE
2770 | WOODS CRESCENT | 43123-8696 | Active | 375333 | WILKINS | 720A | PVB | 0.750 | 59257 | RIGHT SIDE
2845 | WOODS CRESCENT | 43123-8694 | Replaced | REP185473 | WILKINS | 720A | PVB | 0.750 | 88711 | REPLACED- LEFT SIDE OF HOUSE
2845 | WOODS CRESCENT | 43123-8694 | Active | CB078752 | WILKINS | 720A | PVB | 0.750 | 3611951 | LEFT SIDE OF HOUSE
2855 | WOODS CRESCENT | 43123-8694 | Active | AD9152 | FEBCO | 765 | PVB | 0.750 | 94977 | LEFT SIDE
2452 | WOODSEDGE RD | 43224- | Due Install |  |  |  | RP |  | 3564616
2558 | WOODSEDGE RD | 43224- | Due Install |  |  |  | RP | 4.000 | 3567309
1687 | WOODSPRING DR | 43065-8811 | Active | H462875 | FEBCO | 765 | PVB | 1.000 | 95516 | FRONT LEFT BY CORNER OF HSE
2212 | WOODSTOCK RD | 43221-1844 | Active | 01528 | WATTS | 800M4QT | PVB | 1.000 | 94737 | RIGHT OF FRONT DOOR
4322 | WOODSTREAM DR | 43230-4158 | Active | 32161 | WATTS | 800M4QT | PVB | 0.750 | 63675 | LEFT SIDE FRONT
4483 | WOODSTREAM DR | 43230-5128 | Active | 371673 | WILKINS | 720A | PVB | 1.000 | 94979 | RIGHT SIDE FRONT
6052 | WOODSVIEW WAY | 43026- | Active | 124799 | AMES | 3000SS | DCDA | 6.000 | 68806 | IN PIT BY ROAD
6052 | WOODSVIEW WAY | 43026- | Not Required by DOW | 172952 | WATTS | 909 | RP | 3.000 | 68807 | MECH ROOM B #149 4515 COSGRAY
6052 | WOODSVIEW WAY | 43026- | Active | 173093 | WATTS | 909 | RP | 3.000 | 68808 | 4515 COSGRAY MECH ROOM B #149
6052 | WOODSVIEW WAY | 43026- | Not Required by DOW | 226402 | WATTS | 009QT | RP | 2.000 | 68809 | NW CORNER OF BUILDING BEHIND UNISEX RESTROOM, 4515 COSGRAY
6052 | WOODSVIEW WAY | 43026- | Not Required by DOW | 228667 | WATTS | 009 | RP | 3.000 | 68810 | BOILER ROOM
6052 | WOODSVIEW WAY | 43026- | Active | 56506 | WATTS | 007QT | DC | 0.750 | 68811 | IN PIT BY ROAD
6100 | WOODSVIEW WAY | 43026- | Active | 4974310 | WILKINS | 975XL | RP | 2.000 | 3590044 | Hot Box
6100 | WOODSVIEW WAY | 43026- | Active | 12180802 | AMES | 3000SS | DCDA | 6.000 | 3626553 | METER PIT 6095 RAYS WAY
6100 | WOODSVIEW WAY | 43026- | Active | 64401 | WATTS | 007M1 | DC | 0.750 | 3655430 | METER PIT 6095 RAYS WAY
6119 | WOODSVIEW WAY | 43026 | Active | H096779 | FEBCO | 765 | PVB | 0.750 | 69059 | LEFT SIDE OF HOUSE
6127 | WOODSVIEW WAY | 43026-7282 | Active | T223411 | WILKINS | 720A | PVB | 0.750 | 91032 | LEFT SIDE OF HOUSE
6177 | WOODSVIEW WAY | 43026-7282 | Active | 185526 | WILKINS | 720A | PVB | 0.750 | 88421 | RIGHT SIDE OF HOUSE
6237 | WOODSVIEW WAY | 43026-7294 | Active | F021316 | WILKINS | 720A | PVB | 0.750 | 97489 | LEFT SIDE
6245 | WOODSVIEW WAY | 43026-7294 | Removed | 227733REM | WATTS | 800QT | PVB | 0.750 | 69468 | REPLACED- LT REAR AT PATIO
6245 | WOODSVIEW WAY | 43026-7294 | Active | CB091697 | WILKINS | 720A | PVB | 0.750 | 3609871 | LT REAR AT PATIO
6265 | WOODSVIEW WAY | 43026-7294 | Active | G185774 | WILKINS | 720A | PVB | 0.750 | 91646 | RIGHT SIDE
5400 | WOODVILLE CT | 43230-4506 | Active | CB081367 | WILKINS | 720A | PVB | 1.000 | 66828 | LEFT SIDE OF HOUSE BY GAS METER
5436 | WOODVILLE CT | 43230-4506 | Active | G245798 | WILKINS | 720A | PVB | 0.750 | 98647 | FRONT DOOR
2130 | WOODWARD AVE | 43219-2185 | Active | 48708 | WATTS | 919QT | RP | 0.750 | 57399 | BASEMENT - BOILER
7174 | WOOLEY DR | 43016 | Active | T477225 | WILK | 720A | PVB | 0.750 | 3658135 | RIGHT SIDE
5030 | WORKINGHAM DR | 43017-8484 | Active | AE0668 | FEBCO | 765 | PVB | 0.750 | 94982 | RIGHT SIDE
8808 | WORRELL CT | 43065-8690 | Active | EAG4904 | WILKINS | 720A | PVB | 0.750 | 3567783 | RIGHT SIDE OF HOUSE
8819 | WORRELL CT | 43065-8690 | Active | T434104 | WILKINS | 720A | PVB | 0.750 | 3567786 | RIGHT SIDE OF HOUSE TOWARDS REAR
6270 | WORSHAM WAY | 43016-8794 | Active | 001436 | WATTS | 800M4FR | PVB | 1.000 | 69532
4000 | WORTH AV | 43219-6119 | Removed | 106061158REM | FEBCO | 876 | DCDA | 8.000 | 62637 | FIRE PUMP ROOM
4000 | WORTH AV | 43219-6119 | Not Required by DOW | 12124 | WATTS | 800M2QT | PVB | 1.500 | 62638 | 1ST FLOOR MECH
4000 | WORTH AV | 43219-6119 | Not Required by DOW | 138151 | WATTS | 009PCQT | RP | 1.000 | 62639 | 2ND FLOOR BOILER ROOM
4000 | WORTH AV | 43219-6119 | Not Required by DOW | 142068 | WATTS | 009PCQT | RP | 1.000 | 62640 | 1ST FLOOR, JANITOR ROOM BY FAMILY RESTROOMS
4000 | WORTH AV | 43219-6119 | Not Required by DOW | 142209 | WATTS | 009QT | RP | 0.500 | 62641 | 2ND FLOOR WATER HEATER ROOM
4000 | WORTH AV | 43219-6119 | Not Required by DOW | 300038 | WATTS | 009PCQT | RP | 1.000 | 62642 | JANITORS ROOM N BY 2ND FLOOR PUBLIC RESTROOM
4000 | WORTH AV | 43219-6119 | Not Required by DOW | 153530 | WATTS | 009PCQT | RP | 1.000 | 62643 | ACCESS PANEL 2ND FLOOR
4000 | WORTH AV | 43219-6119 | Not Required by DOW | 156007 | WATTS | 009M2PCQT | RP | 1.000 | 62644 | DISPLAY WORKROOM
4000 | WORTH AV | 43219-6119 | Not Required by DOW | 158188 | WATTS | 009PCQT | RP | 0.500 | 62645 | MOP SINK, 2ND FLOOR LAUNDRY HOUSEKEEPING
4000 | WORTH AV | 43219-6119 | Removed | 161016REM | WATTS | 909 | RP | 3.000 | 62646 | MECH ROOM - 1ST FLOOR
4000 | WORTH AV | 43219-6119 | Removed | 18120REM | FEBCO | 805 | DC | 0.750 | 62647 | FIRE PUMP ROOM
4000 | WORTH AV | 43219-6119 | Not Required by DOW | 63372 | WATTS | 009M2PCQT | RP | 1.500 | 62648 | WND FLOOR WATER HEATER
4000 | WORTH AV | 43219-6119 | Not Required by DOW | 148994 | WATTS | 009PCQT | RP | 0.500 | 101339 | JANITOR CLOSET, CUSTOMER SERVICE, 2ND FL
4000 | WORTH AV | 43219-6119 | LPS - Active |  |  |  | LST |  | 3640842 | FIRE PUMP - FIRE PUMP ROOM
4000 | WORTH AV | 43219-6119 | Active | TE-2940 | WATTS | 957 | RP | 4.000 | 3641244 | HOT BOX WEST SIDE OF PROPERTY BY PARKING
4000 | WORTH AV | 43219-6119 | Active | TH2025 | AMES | COLT 300 | DCDA | 8.000 | 3647117 | IN PIT BY HOT BOX WEST SIDE OF PROPERTY IN PARKING LOT
4000 | WORTH AV | 43219-6119 | Active | 58100 |  | AMES | DC | 0.750 | 3647118 | IN PIT BY HOT BOX WEST SIDE OF PROPERTY BY PARKING
4109 | WORTH AVE | 43219 | Active | TF-2408 | WATTS | 957 | RP | 4.000 | 3640888 | METER ROOM BEHIND PINS MECHANICAL SOUTH REAR LOADING DOCK
4109 | WORTH AVE | 43219 | LPS - Active | 391219 | SYNCROFLO | 65TF07XXX | LPC |  | 3640889 | DOMESTIC PUMP - METER ROOM BEHIND PINS MECHANICAL
4109 | WORTH AVE | 43219 | Active | TI-0227 | AMES | COLT5OOGV | RPDA | 6.000 | 3640890 | METER ROOM BEHIND PINS MECHANICAL
4109 | WORTH AVE | 43219 | Active | 82234 | watts | LF919QT | RP | 0.750 | 3640891 | METER ROOM BEHIND PINS MECHANICAL
4109 | WORTH AVE | 43219 | LPS - Active | 1965974-01RE | FIRETROL | FTA1930-AM20B | LST |  | 3640892 | FIRE PUMP - METER ROOM BEHIND PINS MECHANICAL
4131 | WORTH AVE | 43219 | Active | 1964459119 | AMES | 3000SS | DCDA | 6.000 | 3641417 | METER ROOM EAST OUTSIDE DOOR
4131 | WORTH AVE | 43219 | Active | 29239 | WATTS | 007M1QT | DC | 0.750 | 3641418 | METER ROOM EAST OUTSIDE DOOR FIRE BYPASS
4131 | WORTH AVE | 43219 | Active | 21013 | WILKINS | 375AST | RP | 4.000 | 3641465 | METER ROOM EAST OUTSIDE DOOR
4131 | WORTH AVE | 43219 | LPS - Active |  |  |  | LPC |  | 3641466 | DOMESTIC PUMP -
4131 | WORTH AVE | 43219 | LPS - Active |  |  |  | LST |  | 3641467 | FIRE PUMP -
4131 | WORTH AVE | 43219 | Not Required by DOW | 075705 | WATTS | 009 | RP | 1.500 | 3644811 | METER ROOM
4132 | WORTH AVE | 43219 | Active | TF-0372 | WATTS | 957 | RP | 3.000 | 3640885 | WATER MECH ROOM 4128 WORTH AVE
4132 | WORTH AVE | 43219 | Active | 1973610819 | AMES | 3000SS | DCDA | 6.000 | 3640886 | WATER MECH ROOM 4128 WORTH AVE
4132 | WORTH AVE | 43219 | Active | 29682 | WATTS | 007M1QT | DC | 0.750 | 3640887 | WATER MECH ROOM 4128 WORTH AVE
4132 | WORTH AVE | 43219 | Not Required by DOW | 051190 | WATTS | LF909QT | RP | 0.750 | 3641333 | ROOM # STOCK 112 BETWEEN 2 WATER HEATERS
4132 | WORTH AVE | 43219 | LPS - Active | VC19-5555 | VC SYSTEMS |  | LPC |  | 3648580 | DOMESTIC PUMP - ROOM # STOCK 112 BETWEEN 2 WATER HEATERS
4100 | WORTH AVE UNIT W | 43219 | Active | 17814 | WILKINS | 375AST | RP | 4.000 | 3640849 | WATER RISER ROOM NW CORNER OF WORTH AVE AND BRIGHTON ROSE SQUARE
4100 | WORTH AVE UNIT W | 43219 | Active | TH-1131 | AMES | COLT500GV | RPDA | 8.000 | 3640882 | WATER RISER ROOM NW CORNER OF WORTH AVE AND BRIGHTON ROSE SQUARE
4100 | WORTH AVE UNIT W | 43219 | Active | 81985 | WATTS | LF919QT | RP | 0.750 | 3640883 | WATER RISER ROOM NW CORNER OF WORTH AVE AND BRIGHTON ROSE SQUARE
4100 | WORTH AVE UNIT W | 43219 | LPS - Active |  |  |  | LPC |  | 3640884 | DOMESTIC PUMP - 2ND FLR WATR RM AT NW CRNR WORTH AVE & BRIGHTON ROSE SQUARE
4100 | WORTH AVE UNIT W | 43219 | Not Required by DOW | B308214 | WILKINS | 375XL | RP | 3.000 | 3640995 | 4120 WORTH AVE - RESTORATION HARDWARE - BEHIND MASTER METER 4100 WORTH
4100 | WORTH AVE UNIT W | 43219 | Not Required by DOW | B297390 | WILKINS | 375XL | RP | 1.500 | 3640996 | 4120 WORTH AVE - RESTORATION HARDWARE - BEHIND MASTER METER 4100 WORTH
4100 | WORTH AVE UNIT W | 43219 | Not Required by DOW | 134072 | WATTS | LF009M2QT | RP | 2.000 | 3641150 | BUILDING 20 BEHIND MASTER METER 4100 WORTH
4100 | WORTH AVE UNIT W | 43219 | Not Required by DOW | PC-0120 | WATTS | 957 | RP | 2.500 | 3641183 | BEHIND MASTER METER 4100 WORTH - FORBIDDEN ROOT
4100 | WORTH AVE UNIT W | 43219 | Not Required by DOW | 25268 | WATTS | LF919QT | RP | 1.500 | 3641184 | BEHIND MASTER METER 4100 WORTH - FORBIDDEN ROOT - IN BREW AREA BACK OF BLD
4100 | WORTH AVE UNIT W | 43219 | Not Required by DOW | 80609 | WATTS | LF919QT | RP | 0.750 | 3641185 | BEHIND MASTER METER 4100 WORTH - FORBIDDEN ROOT - IN KITCHEN AREA
4100 | WORTH AVE UNIT W | 43219 | Not Required by DOW | 81447 | WATTS | LF919QT | RP | 0.750 | 3641186 | BEHIND MASTER METER 4100 WORTH - FORBIDDEN ROOT - UNDER 4 COMP BAR SINK
4100 | WORTH AVE UNIT W | 43219 | Not Required by DOW | 11050 | WATTS | LF919QT | RP | 0.500 | 3641187 | BEHIND MASTER METER 4100 WORTH - FORBIDDEN ROOT - 2ND LEVEL BAR AREA
4100 | WORTH AVE UNIT W | 43219 | Not Required by DOW | 81455 | WATTS | LF919QT | RP | 0.750 | 3641188 | BEHIND MASTER METER 4100 WORTH - FORBIDDEN ROOT - 2ND LEVEL BAR AREA
4100 | WORTH AVE UNIT W | 43219 | Not Required by DOW | 81454 | WATTS | LF919QT | RP | 0.750 | 3641189 | BEHIND MASTER METER 4100 WORTH - FORBIDDEN ROOT - 1ST FLOOR BAR AREA
4100 | WORTH AVE UNIT W | 43219 | Not Required by DOW | 10964 | WATTS | LF919QT | RP | 0.500 | 3641190 | BEHIND MASTER METER 4100 WORTH - FORBIDDEN ROOT - BACK IN BREW ROOM
4100 | WORTH AVE UNIT W | 43219 | Not Required by DOW | 135503 | WATTS | LF009M2QT | RP | 2.000 | 3646255 | BEHIND MASTER METER 4100 WORTH - TRUE FOOD KITCHEN 4052 WORTH
1410 | WORTHINGTN RDGE BLVD | 43085-4910 | Active | 4973140 | WILKINS | 975XL2 | RP | 1.000 | 3567839 | POOL HOUSE/RENTAL OFFICE MECHANICAL ROOM
1397 | WORTHINGTON CTR DR | 43085-4901 | Not Required by DOW | 10938 | WATTS | 009QT | RP | 2.000 | 54886 | WATER METER ROOM - 1425 WORTHINGTON CENTER
1397 | WORTHINGTON CTR DR | 43085-4901 | Active | 35024 | WATTS | 009QT | RP | 2.000 | 90948 | METER ROOM BEHIND/AT 1397 BACK DOOR Outside Door
1397 | WORTHINGTON CTR DR | 43085-4901 | Active | XD-1551 | AMES | 300 | DCDA | 6.000 | 3628111 | METER IN PIT N/KROGER LOADING DOCK PIT IN FRONT OF TRUCK PARKING
1397 | WORTHINGTON CTR DR | 43085-4901 | Active | 73523 | AMES | 2000B | DC | 0.750 | 3654662 | METER IN PIT N/KROGER LOADING DOCK PIT IN FRONT OF TRUCK PARKING
1415 | WORTHINGTON CTR DR | 43085-4902 | Due Install |  |  |  | RP | 0.750 | 3567864 | SE RISER AREA OF 1415 STORE AT WATER METER DOLLAR TREE
1425 | WORTHINGTON CTR DR | 43085-4921 | Active | 228470 | WATTS | 909M1QT | RP | 2.000 | 54992 | SE LOADING DOCK AREA AT WATER METER
1425 | WORTHINGTON CTR DR | 43085-4921 | Not Required by DOW | 71210 | WATTS | 008PCQT | SVB | 0.500 | 89673 | AT SINK IN MEAT DEPT
1425 | WORTHINGTON CTR DR | 43085-4921 | Not Required by DOW | 41859 | WATTS | 008PCQT | SVB | 0.500 | 89674 | AT SINK IN BAKERY
1425 | WORTHINGTON CTR DR | 43085-4921 | Not Required by DOW | 13234 | WATTS | 008PCQT | SVB | 0.500 | 89675 | AT SINK IN DELI
1425 | WORTHINGTON CTR DR | 43085-4921 | Not Required by DOW | 42094 | WATTS | 008PCQT | PVB | 0.500 | 89676 | AT SINK IN PRODUCE PREP
1425 | WORTHINGTON CTR DR | 43085-4921 | Not Required by DOW | 42114 | WATTS | 008PCQT | SVB | 0.500 | 93405 | AT SINK IN DELI
1425 | WORTHINGTON CTR DR | 43085-4921 | Not Required by DOW | 42011 | WATTS | 008PCQT | SVB | 0.500 | 93406 | AT SINK IN SEAFOOD DEPT.
1425 | WORTHINGTON CTR DR | 43085-4921 | Not Required by DOW | 64725 | WATTS | 008PCQT | PVB | 0.500 | 99406 | BY DAIRY COOLER
719 | WORTHINGTON FOREST PL | 43229- | Not Required by DOW | 39767 | AMES | 2000B | DC | 2.000 | 71580 | 607 WORTHINGTON FOREST PL, IN VALVE CLOSET NEXT TO APARTMENT #662
719 | WORTHINGTON FOREST PL | 43229- | Active | 8018 | FEBCO | 805 | DC | 0.750 | 71581 | 607 WORTHINGTON FOREST PL, PIT
719 | WORTHINGTON FOREST PL | 43229- | Active | 9807311146 | FEBCO | 856 | DCDA | 6.000 | 71582 | 607 WORTHINGTON FOREST PL, PIT NE SIDE OF ENTRANCE
719 | WORTHINGTON FOREST PL | 43229- | Not Required by DOW | F1533 | CONBRACO | 40-108-A2T | DC | 2.000 | 71583 | BY UNIT 601
719 | WORTHINGTON FOREST PL | 43229- | Not Required by DOW | 30302 | AMES | 2000B | DC | 2.000 | 71584 | BY UNIT 661
719 | WORTHINGTON FOREST PL | 43229- | Not Required by DOW | 236836 | WATTS | 007M1QT | DC | 2.000 | 95563 | 607 WORTHINGTON FOREST PL, BY UNIT 602
719 | WORTHINGTON FOREST PL | 43229- | Due Install |  |  |  | RP | 3.000 | 3633772
656 | WORTHINGTON GALENA RD | 43085-2638 | Active | 903221 | WILKINS | 720A | PVB | 0.750 | 3567866 | NW CORNER OF HOUSE ON W SIDE
6563 | WORTHINGTON GALENA RD | 43085- | Active | 375792 | WATTS | 909M1QT | RP | 2.000 | 70255 | FRONT BSMNT MECK RM AT WATER MTR
6563 | WORTHINGTON GALENA RD | 43085- | Not Required by DOW | A75264 | WATTS | 007M3QT | DC | 0.750 | 96538 | 2ND FLOOR HALLWAY AT ENTRANCE TO COMPUTER ROOM - Police Station
6670 | WORTHINGTON GALENA RD | 43085-2642 | Active | 231851 | WATTS | LF009M2QT | RP | 2.000 | 3655845 | AT METER S/E SIDE OF BLDG MECHANICAL ROOM
6675 | WORTHINGTON GALENA RD | 43085-2641 | Active | 84657 | WATTS | 009QT | RP | 0.750 | 70471 | BOILER ROOM, NE CORNER OF BLDG, EAST WALL, BELOW EXPANSION TANK
6950 | WORTHINGTON GALENA RD | 43085-2309 | Removed | 000801REM | watts | lf800m4 | PVB | 2.000 | 71005 | N/W CORNER OF BLDG BEHIND BRICK OUTSIDE WALL REMOVED
6950 | WORTHINGTON GALENA RD | 43085-2309 | Removed | 78910REM | WATTS | 009M3QT | RP | 0.750 | 71007 | REMOVED-N.E. WALL WAREHOUSE
6950 | WORTHINGTON GALENA RD | 43085-2309 | Active | 81989 | WATTS | 009QT | RP | 2.000 | 71008 | NW CORNER OF ALASKON FALLS
6950 | WORTHINGTON GALENA RD | 43085-2309 | Due Install |  |  |  | RP | 6.000 | 3633179
6950 | WORTHINGTON GALENA RD | 43085-2309 | LPS - Due Install | [5 empty] | 3633350
6969 | WORTHINGTON GALENA RD | 43085-2322 | Active | 3391342 | WILKINS | 975 | RP | 2.000 | 99644 | AT METER, SUITE E
7034 | WORTHINGTON GALENA RD | 43085-2376 | Active | 502860 | WATTS | LF009M3QT | RP | 1.000 | 3567907 | METER IS IN BATHROOM OF 7038
7044 | WORTHINGTON GALENA RD | 43085-2377 | Active | 179639 | WATTS | LF009M2QT | RP | 1.000 | 3567908 | AT METER
7046 | WORTHINGTON GALENA RD | 43085-2377 | Active | 82609 | WATTS | 919-QT | RP | 0.750 | 3567909 | AT METER
7349 | WORTHINGTON GALENA RD | 43085-1519 | Active | 59818 | WATTS | 919 | RP | 1.000 | 3613624 | BOILER ROOM
7349 | WORTHINGTON GALENA RD | 43085-1519 | Active | 1975160919 | AMES | 3000SS | DCDA | 6.000 | 3624960 | GARAGE AREA AT METER FIRE METER # 50330951
7349 | WORTHINGTON GALENA RD | 43085-1519 | Active | 28593 | WATTS | LF007M1QT | DC | 0.750 | 3641155 | GARAGE AREA AT METER FIRE METER # 50330951
7349 | WORTHINGTON GALENA RD | 43085-1519 | Due Install |  |  |  | RP | 2.000 | 3658846 | NEXT TO DCDA
7461 | WORTHINGTON GALENA RD | 43085-1529 | Due Install |  |  |  | RP | 8.000 | 3567916
7465 | WORTHINGTON GALENA RD | 43085-6714 | Active | 4069276 | Wilkins | 975XL | RP | 1.500 | 72044 | BREAK ROOM BACK WAREHOUSE
7465 | WORTHINGTON GALENA RD | 43085-6714 | Due Install |  |  |  | DCDA | 8.000 | 3633284 | 2 MAN PIT ON SANCUS
7475 | WORTHINGTON GALENA RD | 43085 | Active | PI-0770 | WATTS | 957 | RP | 3.000 | 3616875 | WATER METER BUILDING S/E BY DUMPSTERS
7475 | WORTHINGTON GALENA RD | 43085 | Active | 1156971114 | WATTS | 774 | DCDA | 6.000 | 3618066 | WATER METER BUILDING
7475 | WORTHINGTON GALENA RD | 43085 | Active | 23280 | WATTS | 007M1QT | DC | 0.750 | 3618067 | WATER METER BUILDING
7475 | WORTHINGTON GALENA RD | 43085 | Not Required by DOW | 4054170 | WILKINS | 975XL | RP | 2.000 | 3618068 | WATER ROOM NEXT TO DUMPSTER
7510 | WORTHINGTON GALENA RD | 43085-4798 | Active | 382615 | WATTS | LF009M3QT | RP | 0.750 | 3567917 | MTR IN CLOSET BY HOTWATER TANK IN APT.
7510 | WORTHINGTON GALENA RD | 43085-4798 | Active | WL-1051 | AMES | 300GV | DCDA | 6.000 | 3652357 | FIRE SINGLE CHECK IN ROOK IN GARAGE
7510 | WORTHINGTON GALENA RD | 43085-4798 | Active | 67453 | AMES | 2000B | DC | 0.750 | 3654099 | FIRE SINGLE CHECK IN ROOK IN GARAGE
7520 | WORTHINGTON GALENA RD | 43085-4798 | Active | 4840690 | WILKINS | 975XL | RP | 1.500 | 72172 | MECH/FURN/HWT ROOM AT WATER METER
7530 | WORTHINGTON GALENA RD | 43085-4798 | Active | 02980 | WATTS | 995QT | RP | 0.750 | 72187 | AFTER METER IN BATHROOM
7557 | WORTHINGTON GALENA RD | 43085-4797 | Not Required by DOW | T591718 | WILKINS | 720A | PVB | 1.500 | 90484 | E SIDE BY GAS METER
7557 | WORTHINGTON GALENA RD | 43085-4797 | Active | 105343 | WATTS | 009M2QT | RP | 2.000 | 3650124 | SE MECH AREA AT WATER METER
7580 | WORTHINGTON GALENA RD | 43085-5747 | Active | 4615812 | WILKINS | 975 | RP | 0.750 | 3567919 | AT METER SE CORNER IN BACK
7960 | WORTHINGTON GALENA RD | 43085-4718 | Active | 4765483 | WILKINS | 975XL2 | RP | 1.000 | 88972 | AT BACK DOOR & WATER HEATER AT WATER METER
8080 | WORTHINGTON GALENA RD | 43081 | Active | 125043 | AMES | 4000SS | RP | 3.000 | 3601844 | POOL HOUSE JUST EAST OF POOL
8080 | WORTHINGTON GALENA RD | 43081 | Active | 173455 | AMES | 3000SS | DCDA | 6.000 | 3649051 | POOL HOUSE JUST EAST OF POOL - FIRE RISER
8080 | WORTHINGTON GALENA RD | 43081 | Active | 16973 | WATTS | 007M1QT | DC | 0.750 | 3649052 | POOL HOUSE JUST EAST OF POOL - FIRE RISER 3/4" SIDE CAR
8225 | WORTHINGTON GALENA RD | 43081-4656 | Not Required by DOW | 267116 | WILKINS | 975XLBMS | RP | 2.000 | 73557 | BOILER ROOM
8225 | WORTHINGTON GALENA RD | 43081-4656 | Not Required by DOW | 2HK3051 | AMES | 2000SS | DC | 2.000 | 73558 | BOILER ROOM BY RISER
8225 | WORTHINGTON GALENA RD | 43081-4656 | Not Required by DOW | 10266 | WATTS | 919QT | RP | 2.000 | 95038 | MECH ROOM
8225 | WORTHINGTON GALENA RD | 43081-4656 | Not Required by DOW | 183610 | WATTS | 909QTFDA | RP | 3.000 | 95039 | MECH ROOM
8225 | WORTHINGTON GALENA RD | 43081-4656 | Not Required by DOW | A34266 | WATTS | 009M2QT | RP | 1.000 | 95040 | ROOM 1158- SOUTH WALL SW CEILING
8225 | WORTHINGTON GALENA RD | 43081-4656 | Not Required by DOW | 1572610807 | AMES | 2000SS | DC | 4.000 | 95528 | MECH ROOM
8225 | WORTHINGTON GALENA RD | 43081-4656 | Not Required by DOW | 09989 | WATTS | 919QT | RP | 1.500 | 95719 | IN FRONT OF BASEBALL DIAMOND OUTSIDE
8225 | WORTHINGTON GALENA RD | 43081-4656 | Not Required by DOW | 17854 | WATTS | 919ZQT | RP | 1.000 | 95720 | BOILER ROOM 101 SOUTHWEST CORNER
8225 | WORTHINGTON GALENA RD | 43081-4656 | Not Required by DOW | 10821 | WILKINS | 375ADA | RP | 4.000 | 95721 | BOILER RM 127A AGAINST SOUTH WALL
8225 | WORTHINGTON GALENA RD | 43081-4656 | Removed | 27163REM | Watts | 919QT | AG | 2.000 | 99990 | REMOVED In new stadium restroom
8225 | WORTHINGTON GALENA RD | 43081-4656 | Not Required by DOW | 27163 | WATTS | 919QT | RP | 2.000 | 3611975 | BTWN MEN'S & WOMEN'S NEW RESTROOMS @ CONCESSIONS STAND
8225 | WORTHINGTON GALENA RD | 43081-4656 | Active | SE-1031 | AMES | 400 | RP | 8.000 | 3630217 | HOT BOX BEHIND BLDG BY MAINTENANCE SHOP
8225 | WORTHINGTON GALENA RD | 43081-4656 | Not Required by DOW | 58-0586 | WATTS | 957 | RP | 3.000 | 3633527 | JANITORS CLOSET AFTER SUB METER
8225 | WORTHINGTON GALENA RD | 43081-4656 | Not Required by DOW | 11695B | WILKINS | 950 | DCDA | 4.000 | 3635041 | GYM MECH ROOM
8225 | WORTHINGTON GALENA RD | 43081-4656 | Not Required by DOW | HC18512 | WILKINS | 950XLD | DC | 0.750 | 3635042 | GYM MECH ROOM
8225 | WORTHINGTON GALENA RD | 43081-4656 | Not Required by DOW | 010737 | WATTS | LF909 | RP | 3.000 | 3646617 | MECH ROOM NW CORNER OF BUILDING
8225 | WORTHINGTON GALENA RD | 43081-4656 | Not Required by DOW | 276843 | WATTS | LF009M3QT | RP | 0.750 | 3646618 | BOILER 2ND FLOOR MECH ROOM
8225 | WORTHINGTON GALENA RD | 43081-4656 | Not Required by DOW | 1074900119 | AMES | 5000SS | RPDA | 6.000 | 3647198 | FIRE RISER ROOM SCHOOL WEST END OF BLDG
8225 | WORTHINGTON GALENA RD | 43081-4656 | Not Required by DOW | 14687 | AMES | 4000B | RP | 0.750 | 3647199 | FIRE RISER ROOM SCHOOL WEST END OF BLDG
1122 | WORTHINGTON HTS BLVD | 43235-2133 | Active | 124704 | WILKINS | 420 | PVB | 1.000 | 54002 | BACK LEFT REAR BY A.C.
1310 | WORTHINGTON NW RD | 43054 | Active | TA-0486 | AMES | COLT 400 | RP | 3.000 | 3654031 | IN HOT BOX
13101 | WORTHINGTON NW RD | 43054 | Active | WF-2293 | AMES | COLT 300GV | DCDA | 10.000 | 3654032 | IN HOT BOX
13101 | WORTHINGTON NW RD | 43054 | Active | 70190 | AMES | 2000BME | DC | 0.750 | 3654033 | HOTBOX LEFT OF ENTRANCE AT NW CORNER
13425 | WORTHINGTON NW RD | 43054 | Active | VF-0607 | AMES | COLT 400 | RP | 6.000 | 3653500 | HOTBOX AT NE CORNER OF PARKING LOT
13425 | WORTHINGTON NW RD | 43054 | Active | 87495 | APOLLO | RPDA2LF4A | RPDA | 12.000 | 3653501
13425 | WORTHINGTON NW RD | 43054 | Active | 01162C | APOLLO | CVALF4A | RP | 0.750 | 3653502 | HOT BOX
13425 | WORTHINGTON NW RD | 43054 | Not Required by DOW | 343610322 | AMES | 3000SS | DCDA | 12.000 | 3653879 | INSIDE BLDG WATER RM
13425 | WORTHINGTON NW RD | 43054 | Not Required by DOW | 86342 | AMES | 2000B | DC | 0.750 | 3653880 | INSIDE BLDG WATER RM
9000 | WORTHINGTON RD | 43082-8851 | Active | 221372 | WATTS | 909 | RP | 4.000 | 99450 | SOUTH MECHANIC ROOM AT WATER METER
9000 | WORTHINGTON RD | 43082-8851 | Active | 1705201009 | AMES | 3000SS | DCDA | 8.000 | 99451 | S MECH ROOM
9000 | WORTHINGTON RD | 43082-8851 | Active | 63685 | AMES | 2000B | DC | 0.750 | 99452 | MECHANIC ROOM, SOUTH SIDE OF BUILDING
9000 | WORTHINGTON RD | 43082-8851 | Not Required by DOW | 25725 | WATTS | 919AQT | RP | 0.750 | 99453 | SECOND FLOOR, ICE MACHINE ROOM
9000 | WORTHINGTON RD | 43082-8851 | Not Required by DOW | 01594 | WATTS | 919 | RP | 0.500 | 99454 | SIXTH FLOOR, ICE MACHINE ROOM
9000 | WORTHINGTON RD | 43082-8851 | Not Required by DOW | 015589 | WATTS | 919 | RP | 0.500 | 99455 | FIFTH FLOOR, ICE MACHINE ROOM
9000 | WORTHINGTON RD | 43082-8851 | Not Required by DOW | 12062 | WATTS | 919QT | RP | 0.500 | 99456 | FOURTH FLOOR, ICE MACHINE ROOM
9000 | WORTHINGTON RD | 43082-8851 | Not Required by DOW | 12063 | WATTS | 919QT | RP | 0.500 | 99457 | THIRD FLOOR, ICE MACHINE ROOM
9000 | WORTHINGTON RD | 43082-8851 | Not Required by DOW | J013987 | FEBCO | 825Y | RP | 1.500 | 99458 | SPRINKLER RISER ROOM S WALL LOW
9000 | WORTHINGTON RD | 43082-8851 | Not Required by DOW |  |  |  | LPC |  | 3649465 | S MECH ROOM DOMESTIC PUMP
9000 | WORTHINGTON RD | 43082-8851 | Not Required by DOW |  |  |  | LST |  | 3649466 | S MECH ROOM FIRE BOOTER PUMP
9200 | WORTHINGTON RD | 43082-8823 | Not Required by DOW | 3290300 | WILKINS | 975XLBMS | RP | 1.500 | 74609 | Fire Pump-Sprinkler-Water Room (End of East Hall)
9200 | WORTHINGTON RD | 43082-8823 | Active | 2047G | WILKINS | 375ASTR | RP | 3.000 | 74611 | Fire Pump-Sprinkler-Water Room (End of East Hall)
9200 | WORTHINGTON RD | 43082-8823 | Active | A006814 | FEBCO | 805YB | DC | 0.750 | 74612 | Water Pit (Island) by Dock
9200 | WORTHINGTON RD | 43082-8823 | Active | 9807250623 | FEBCO | 856 | DCDA | 8.000 | 74613 | Water Pit (Island) by Dock
9200 | WORTHINGTON RD | 43082-8823 | Removed | 304470REM | WATTS | 009M3QT | RP | 0.750 | 99714 | CAFE, 1ST FLOOR
9200 | WORTHINGTON RD | 43082-8823 | LPS - Active |  |  |  | LST |  | 3657604 | FIRE PUMP - MECHANICAL ROOM
9220 | WORTHINGTON RD | 43082 | Not Required by DOW | 2662520 | WILKINS | 975XLBMS | RP | 1.000 | 96555 | POOL FILTER ROOM
9220 | WORTHINGTON RD | 43082 | Active | 1119460203 | WATTS | 774DCDA | DCDA | 6.000 | 96588 | METER BLDG BEHIND DUMPSTERS NE PROPERTY
9220 | WORTHINGTON RD | 43082 | Active | 10044 | WATTS | 007M1QT | DC | 0.750 | 96589 | METER BLDG BEHIND DUMPSTERS
9220 | WORTHINGTON RD | 43082 | Active | IC0334 | WATTS | 957RPDA-GV | RP | 4.000 | 96590 | METER BLDG BEHIND DUMPSTERS NE AT WATER METER
9220 | WORTHINGTON RD | 43082 | Active | A01275 | AMES | 4000B | RP | 2.000 | 97538 | SPRINKLER ROOM
9220 | WORTHINGTON RD | 43082 | Not Required by DOW | ACD9230 | WILKINS | 975XL2 | RP | 1.500 | 98689 | METER HOUSE, ROOM NEXT TO DUMPSTERS
60 | WORTHINGTON SQ | 43085-5206 | Active | 06729 | WATTS | 909PCM1QT | RP | 2.000 | 89188 | METER ROOM
60 | WORTHINGTON SQ | 43085-5206 | Not Required by DOW | 60205 | CONBRACO | SVB | SVB | 0.500 | 90036 | AT SINK IN MEAT DEPT
60 | WORTHINGTON SQ | 43085-5206 | Not Required by DOW | 47576 | WATTS | 008PCQT | SVB | 0.500 | 93410 | BAKERY
60 | WORTHINGTON SQ | 43085-5206 | Not Required by DOW | 38105 | WATTS | 008PCQT | SVB | 0.500 | 93411 | PRODUCE
60 | WORTHINGTON SQ | 43085-5206 | Active | H014264 | FEBCO | 805YB | DC | 0.750 | 98085 | 90 WORTHINGTON SQ, BEHIND BUILDING IN HOT BOX NEXT TO ROAD
60 | WORTHINGTON SQ | 43085-5206 | Active | N0810160845 | FEBCO | 876V | DCDA | 8.000 | 98086 | 90 WORTHINGTON SQ, BEHIND STORE IN HOT BOX BY STREET
94 | WORTHINGTON SQ | 43085- | Active | 32229 | WILKINS | 375 | RP | 2.500 | 74709 | 7227 N High Street, Riser Room #2/143A SW Corner of Mall
94 | WORTHINGTON SQ | 43085- | Active | 154563 | WATTS | 909 | RP | 3.000 | 74710 | 7227 N High Street, Riser Room #5-6 East Center of Mall
94 | WORTHINGTON SQ | 43085- | Active | 4CN0098 | AMES | 4000SS | RP | 4.000 | 74711 | 7227 N High ST, Riser Room #4/ 90-A North Side of Mall
94 | WORTHINGTON SQ | 43085- | Active | 10519 | WATTS | 919QT | RP | 1.250 | 103694 | 7227 N High ST, Suite 131-Piada by Rear Door
60 | WORTHINGTON WDS BLVD | 43085-5711 | Active | ALA22805 | WILKINS | 975XL3 | RP | 0.750 | 68528 | MECHANICAL/METER ROOM DAYCARE
710 | WORTHINGTON WDS BLVD | 43085-5712 | Active | 4059635 | WILKINS | 975XL | RP | 0.750 | 71412 | UNIT 710/712 UTLTY RM HWT AT MOP SINK
710 | WORTHINGTON WDS BLVD | 43085-5712 | Replaced | REP537823 | WILKINS | 975XL | RP | 0.750 | 103457 | REPLACED- IN UNIT 714 UTILTY RM AT MOP SINK
710 | WORTHINGTON WDS BLVD | 43085-5712 | Active | 537823 | WILKINS | 975XL | RP | 0.750 | 3611330 | IN UNIT 714 UTILTY RM AT MOP SINK
111 | WORTHINGTON WDS BLVD | 43085-1568 | Active | 24722 | WATTS | 919AQT | RP | 2.000 | 53984 | MECHANICAL ROOM of 1175
1119 | WORTHINGTON WDS BLVD | 43085-1568 | Active | W128230 | WILKINS | 975XL | RP | 1.500 | 53985 | UTILITY ROOM IN BACK of 1105 Wrthngtn Wds Blvd
1245 | WORTHINGTON WDS BLVD | 43085-6729 | Active | 01945 | AMES | 2000B | DC | 0.750 | 54399 | SE MECH RM
1245 | WORTHINGTON WDS BLVD | 43085-6729 | Active | 3N0759 | AMES | 3000SS | DCDA | 4.000 | 54400 | SOUTH EAST SIDE MECHANICAL
1245 | WORTHINGTON WDS BLVD | 43085-6729 | Active | 37356 | WATTS | 009M2QT | RP | 1.500 | 54401 | SPRINKLER RISER ROOM
1500 | WORTHINGTON WDS BLVD | 43085-4787 | Removed | 1111111500 | HYDRO-GAP | XX | AG | 10.000 | 55225 | ABOVE 3 COMPARTMENT SINK -- AIR GAP
1500 | WORTHINGTON WDS BLVD | 43085-4787 | Not Required by DOW | 006377 | WATTS | LF800M4FR | PVB | 1.000 | 55226 | OUTSIDE NORTHWEST CORNER
1500 | WORTHINGTON WDS BLVD | 43085-4787 | Not Required by DOW | 48454 | WILKINS | 975 | RP | 1.500 | 55227 | INSIDE - WEST SIDE OF BUILDING
1500 | WORTHINGTON WDS BLVD | 43085-4787 | Active | 24269 | WATTS | LF919QT | RP | 1.500 | 3635511 | SW AT WATER METER -WENDY'S
747 | WORTHINGTON WOODS BLVD | 43085-5714 | Active | ID1282 | WATTS | 957RPDA-GV | RP | 4.000 | 96313 | METER HOUSE
747 | WORTHINGTON WOODS BLVD | 43085-5714 | Active | 1119100108 | WATTS | 774DCDA | DCDA | 8.000 | 96318 | METER HOUSE
747 | WORTHINGTON WOODS BLVD | 43085-5714 | Active | 17735 | WATTS | 007M2QT | DC | 0.750 | 96331 | METER HOUSE
747 | WORTHINGTON WOODS BLVD | 43085-5714 | Not Required by DOW | 2279708 | WILKINS | 975XLBMS | RP | 2.000 | 96332 | METER HOUSE
747 | WORTHINGTON WOODS BLVD | 43085-5714 | Not Required by DOW | 2862512 | WILKINS | 975XL | RP | 1.000 | 3606207 | POOL EQUIPMENT ROOM/CENTRAL COURTYARD
760 | WORTHINGTON WOODS BLVD | 43085-5715 | Active | 262403 | WATTS | 009M2QT | RP | 2.000 | 90748 | MECH ROOM EAST SIDE OF BLDG
760 | WORTHINGTON WOODS BLVD | 43085-5715 | Active | 1475300206 | AMES | 3000SS | DCDA | 4.000 | 90749 | MECH ROOM
760 | WORTHINGTON WOODS BLVD | 43085-5715 | Active | 48846 | AMES | 2000B | DC | 0.750 | 90750 | MECH ROOM
825 | WORTHINGTON WOODS BLVD | 43085-4815 | Active | 1263360 | WILKINS | 975XL | RP | 1.500 | 73601 | UTILITY ROOM BY KITCHEN
825 | WORTHINGTON WOODS BLVD | 43085-4815 | Not Required by DOW | 1307068 | WILKINS | 975 | RP | 1.000 | 73602 | UTILITY ROOM BY KITCHEN
875 | WORTHINGTON WOODS BLVD | 43085- | Active | FK0189 | WATTS | 957 | RP | 3.000 | 91314 | 7485 CAYMAN LN - METER ROOM BEHIND MAIL KIOSK AT WATER METER
875 | WORTHINGTON WOODS BLVD | 43085- | Active | 107812 | WATTS | 774X | DCDA | 6.000 | 91325 | 7485 CAYMAN - METER HOUSE BEHIND MAIL KIOSK
875 | WORTHINGTON WOODS BLVD | 43085- | Active | 64436 | WATTS | 007M1PCQT | DC | 0.750 | 91326 | 7485 CAYMAN METER HOUSE BEHIND MAIL BOXES
875 | WORTHINGTON WOODS BLVD | 43085- | Not Required by DOW | W218418 | Wilkins | 975 | RP | 0.750 | 91327 | 7485 CAYMAN IN METER HOUSE
875 | WORTHINGTON WOODS BLVD | 43085- | Not Required by DOW | 4704947 | WILKINS | 975 | RP | 1.000 | 96101 | OUTSIDE RIGHT SIDE OF CLUB HOUSE, OUTSIDE PUMP ROOM - 7325 CAYMAN LN
105 | WORTHINGTON WOODS BLVD | 43085 | Active | aba38611 | WILKINS | 975XL2 | RP | 1.000 | 92732 | MECH ROOM
971 | WORTHINGTON WOODS LOOP RD | 43085 | Active | WO47119 | WILKINS | 975XLBMS | RP | 1.000 | 74866 | NORTH END UNIT
975 | WORTHINGTON WOODS LOOP RD | 43085-5743 | Active | A20125 | WATTS | 009M3QT | RP | 0.750 | 92733 | BASEMENT/ N/E CORNER IN CLOSET
101 | WORTHINGTON WOODS LOOP RD | 43085-5743 | Active | 01706 | AMES | 2000B | DC | 1.250 | 53623
1015 | WORTHINGTON WOODS LOOP RD | 43085-5743 | Active | 43669 | WATTS | 009M2QT | RP | 1.500 | 53624 | BY WATER METER
1027 | WORTHINGTON WOODS LOOP RD | 43085- | Active | 119857 | WATTS | 009M2 | RP | 1.000 | 53660 | METER ROOM BY SIDE DOOR
2442 | WORTHINGWOODS BLVD | 43065-9090 | Active | CAB45768 | WILKINS | 720A | PVB | 1.000 | 58301 | LEFT SIDE OF HOUSE
4400 | WRENS NEST DR | 43054-5036 | Active | G214869 | WILKINS | 720A | PVB | 0.750 | 95601 | LEFT SIDE
4416 | WRENS NEST DR | 43054-5036 | Active | T070615 | WILKINS | 720A | PVB | 0.750 | 101521 | LEFT SIDE OF HOUSE (NORTH)
4432 | WRENS NEST DR | 43054-5036 | Active | H245359 | FEBCO | 765 | PVB | 0.750 | 63993 | LEFT SIDE OF HOUSE
4456 | WRENS NEST DR | 43054-5034 | Active | BM5537 | FEBCO | 765 | PVB | 0.750 | 64076 | LEFTSIDE OF HOUSE
4464 | WRENS NEST DR | 43054-5034 | Active | 176047 | WILKINS | 720A | PVB | 0.750 | 64088 | RIGHT SIDE OF HOUSE
4551 | WRIGHT AVE | 43213-3005 | Due Install |  |  |  | RP |  | 3568406
6139 | WRIGHT RD | 43110 | Active | 4855973 | WILKINS | 975XL2 | RP | 2.000 | 3646567 | CENTER MECH ROOM 124
6139 | WRIGHT RD | 43110 | Active | UA-0839 | AMES | COLT-500GV | RPDA | 6.000 | 3646568 | IN HOT BOX AT ENTRANCE
6139 | WRIGHT RD | 43110 | Active | 95550 | WATTS | 919QT | RP | 0.750 | 3646569 | IN HOT BOX AT ENTRANCE
6175 | WRIGHT RD | 43110 | Active | 099992 | WATTS | LF009M2QT | RP | 2.000 | 3633436 | DOMESTIC CONTAINMENT. IN MECHANICAL ROOM BY SURGERY ROOMS
6175 | WRIGHT RD | 43110 | Not Required by DOW | 049802 | WATTS | LF009M2QT | RP | 1.500 | 3633437 | IN MECHANICAL ROOM NEXT TO EXERCISE ROOM
6175 | WRIGHT RD | 43110 | Active | SF 0297 | WATTS | 757 | DCDA | 6.000 | 3636878 | HOT BOX
6175 | WRIGHT RD | 43110 | Active | 219125 | WATTS | 007M3-QT | DC | 0.750 | 3636879 | HOT BOX
7651 | WRYNECK DR | 43017-8264 | Active | A135539 | WILKINS | 720A | PVB | 1.000 | 72419 | RIGHT FRONT
7659 | WRYNECK DR | 43017-8264 | Active | AC5860 | FEBCO | 765 | PVB | 0.750 | 72439 | LH SIDE
7667 | WRYNECK DR | 43017-8264 | Replaced | REP311039 | WILKINS | 720A | PVB | 0.750 | 72457 | REPLACED- RIGHT SIDE OF HOUSE
7667 | WRYNECK DR | 43017-8264 | Active | T146658 | WILKINS | 720A | PVB | 0.750 | 3609368 | RIGHT SIDE OF HOUSE
7668 | WRYNECK DR | 43017-8266 | Active | A151072 | WILKINS | 420 | PVB | 0.750 | 87530 | LEFT REAR SIDE OF HOUSE
7675 | WRYNECK DR | 43017-8264 | Active | CAA28291 | WILKINS | 720A | PVB | 0.750 | 72482 | LEFT SIDE
7683 | WRYNECK DR | 43017-8264 | Active | B12078 | FEBCO | 765 | PVB | 0.750 | 72502 | RT SIDE
7691 | WRYNECK DR | 43017-8264 | Active | 427010 | WILKINS | 720A | PVB | 0.750 | 72531 | RIGHT SIDE OF HOUSE
7699 | WRYNECK DR | 43017 | Active | HA29859 | FEBCO | 765 | PVB | 0.750 | 72547 | RIGHT FRONT BY GAS METER
7722 | WRYNECK DR | 43017-8268 | Active | 792706 | WILKINS | 720A | PVB | 0.750 | 72633 | LEFT SIDE OF HOUSE REAR
7730 | WRYNECK DR | 43017-8268 | Active | 336788 | WATTS | 800CMQT | PVB | 0.750 | 72652 | OUTSIDE
7738 | WRYNECK DR | 43017-8268 | Active | A107050 | WILKINS | 720A | PVB | 0.750 | 72669 | FRONT OF HOUSE
7743 | WRYNECK DR | 43017-8265 | Active | CD5238 | FEBCO | 765 | PVB | 0.750 | 72681 | RIGHT FRONT
7744 | WRYNECK DR | 43017 | Active | CB637122 | WILKINS | 720A | PVB | 0.750 | 72684 | RIGHT FRONT CORNER OF HOUSE
7750 | WRYNECK DR | 43017-8268 | Active | CH2238 | FEBCO | 765 | PVB | 0.750 | 72706 | LH SIDE
7756 | WRYNECK DR | 43017-8268 | Active | T042171 | WILKINS | 720A | PVB | 0.750 | 72715 | RIGHT FRONT
7759 | WRYNECK DR | 43017-8265 | Active | G231054 | WILKINS | 720A | PVB | 0.750 | 72719 | LEFT HAND SIDE
4561 | WUERTZ CT | 43016-4258 | Active | H427360 | FEBCO | 765 | PVB | 0.750 | 91763 | LEFT FRONT
4566 | WUERTZ CT | 43016-4258 | Active | t293773 | WILKINS | 720A | PVB | 0.750 | 87064 | LEFT SIDE NORTH WEST
4569 | WUERTZ CT | 43016-4258 | Under renovation | H317919 | FEBCO | 765 | PVB | 0.750 | 3591284 | RIGHT FRONT ENTRY
4582 | WUERTZ CT | 43016-4258 | Active | 237753 | WATTS | 800M4QT | PVB | 0.750 | 64408 | LEFT FRONT
4585 | WUERTZ CT | 43016-4258 | Active | CB08472 | WILKINS | 720A | PVB | 0.750 | 64410 | RIGHT SIDE OF HOUSE
4590 | WUERTZ CT | 43016-4258 | Active | CAA31052 | WILKINS | 720A | PVB | 0.750 | 3591270
4593 | WUERTZ CT | 43016-4258 | Active | A008626 | WILKINS | 720A | PVB | 0.750 | 64422 | LEFT SIDE OF HOME
4599 | WUERTZ CT | 43016-4258 | Active | H849278 | FEBCO | 765 | PVB | 0.750 | 64440 | RIGHT HAND SIDE OF HOUSE
4607 | WUERTZ CT | 43016-4258 | Active | G050371 | WILKINS | 720A | PVB | 0.750 | 64555 | RIGHT SIDE OF HOUSE
4609 | WUERTZ CT | 43016-4258 | Active | H447077 | FEBCO | 765 | PVB | 0.750 | 91477 | LEFT FRONT CORNER OF HOUSE
4595 | WYANDOTTE DR | 43230- | Active | W210393 | WILKINS | 975XLBMS | RP | 1.500 | 64425 | Basement
1082 | WYANDOTTE RD | 43212-3244 | Active | H946804 | FEBCO | 765 | PVB | 1.000 | 103407 | REAR OF HOUSE ON NORTH SIDE
1083 | WYANDOTTE RD | 43212-3245 | Active | H6589162 | FEBCO | 765 | PVB | 1.000 | 97830 | LEFT HAND SIDE
1096 | WYANDOTTE RD | 43212-3244 | Active | T366427 | WILKINS | 720A | PVB | 0.750 | 3568589 | LEFT SIDE
1153 | WYANDOTTE RD | 43212-3246 | Active | H275115 | FEBCO | 765 | PVB | 0.750 | 95093 | RIGHT SIDE TOWARD BACK OF HOUSE
1182 | WYANDOTTE RD | 43212-3247 | Active | T459341 | WILKINS | 720 | PVB | 0.750 | 3568600 | RIGHT SIDE OF HOUSE
1201 | WYANDOTTE RD | 43212-3246 | Active | T191454 | WILKINS | 720A | PVB | 0.750 | 3568604 | LEFT FRONT
1314 | WYANDOTTE RD | 43212-3249 | Active | CB153124 | WILKINS | 720A | PVB | 0.750 | 3568620 | FRONT RIGHT OF THE HOUSE
1322 | WYANDOTTE RD | 43212-3249 | Active | 384445 | WATTS | 800 | PVB | 0.750 | 3568622 | LEFT SIDE
1892 | WYANDOTTE RD | 43212-1032 | Active | t565956 | WILKINS | 720A | PVB | 1.000 | 91479 | NORTH SIDE LEFT CENTER
1910 | WYANDOTTE RD | 43212-1034 | Active | 2152 | FEBCO | 765 | PVB | 0.750 | 56604 | RIGHT SIDE OF HOUSE
1945 | WYANDOTTE RD | 43212-1035 | Active | H560668 | FEBCO | 765 | PVB | 0.750 | 97645 | LEFT OF FRONT DOOR
2005 | WYANDOTTE RD | 43212-1037 | Active | AC7259 | FEBCO | 765 | PVB | 0.750 | 57011 | FRONT OF HOUSE
4112 | WYANDOTTE WOODS BL | 43016 | Active | T366774 | WILKINS | 720A | PVB | 0.750 | 3605888 | LEFT FRONT
4168 | WYANDOTTE WOODS BL | 43016 | Active | CB081432 | WILKINS | 720A | PVB | 0.750 | 3603280 | LEFT SIDE
4223 | WYANDOTTE WOODS BL | 43016 | Active | 997623 | WILKINS | 720A | PVB | 0.750 | 63336 | RIGHT SIDE OF HOUSE
4231 | WYANDOTTE WOODS BL | 43016 | Active | A135469 | WILKINS | 720A | PVB | 0.750 | 63357 | FRONT OF HOUSE LEFT OF FRONT DOOR
4111 | WYANDOTTE WOODS BLVD | 43016 | Active | CB603030 | WILKINS | 720A | PVB | 0.750 | 3606177 | LEFT SIDE OF HOUSE
4120 | WYANDOTTE WOODS BLVD | 43016 | Active | T418212 | WILKINS | 720A | PVB | 0.750 | 3603850 | RIGHT SIDE
4137 | WYANDOTTE WOODS BLVD | 43016-9611 | Active | T236857 | WILKINS | 720A | PVB | 1.000 | 3597275 | NORTH SIDE OF HOUSE OUTSIDE
4153 | WYANDOTTE WOODS BLVD | 43016-9611 | Active | VAA4696 | WILKINS | 720A | PVB | 0.750 | 3597926 | RIGHT SIDE
4215 | WYANDOTTE WOODS BLVD | 43016-9423 | Active | G045330 | WILKINS | 720A | PVB | 0.750 | 87594 | LEFT HAND SIDE
4240 | WYANDOTTE WOODS BLVD | 43016-9486 | Active | CAA46722 | WILKINS | 720A | PVB | 0.750 | 63385 | LEFT FRONT
4248 | WYANDOTTE WOODS BLVD | 43016-9486 | Not Required by DOW | 872739 | WILKINS | 720A | PVB | 0.750 | 63402 | FRONT OF HOUSE
4248 | WYANDOTTE WOODS BLVD | 43016-9486 | Not Required by DOW | 4490425 | WILKINS | 975XL | RP | 0.750 | 3626204 | AT THE SUMP PUMP IN THE BASEMENT
4248 | WYANDOTTE WOODS BLVD | 43016-9486 | Active | 4489969 | WILKINS | 975XL | RP | 0.750 | 3626205 | AT THE WATER METER IN THE BASEMENT
4251 | WYANDOTTE WOODS BLVD | 43016-9423 | Active | EAE8016 | WILKINS | 720A | PVB | 0.750 | 63428 | FRONT FEFT SIDE
4256 | WYANDOTTE WOODS BLVD | 43016-9486 | Active | 872660 | WILKINS | 720A | PVB | 0.750 | 63443 | FRONT RIGHT OF DOOR
4264 | WYANDOTTE WOODS BLVD | 43016-9486 | Active | H119907 | FEBCO | 765 | PVB | 0.750 | 63458 | LEFT SIDE OF HOUSE
4272 | WYANDOTTE WOODS BLVD | 43016-9486 | Active | HE53647 | FEBCO | 765 | PVB | 0.750 | 95171 | LEFT OF HOUSE
4280 | WYANDOTTE WOODS BLVD | 43016-9486 | Active | t295289 | WILKINS | 720A | PVB | 0.750 | 92057 | LEFT SIDE
4288 | WYANDOTTE WOODS BLVD | 43016-9486 | Active | CB597810 | WILKINS | 720A | PVB | 0.750 | 63540 | LEFT FRONT
4289 | WYANDOTTE WOODS BLVD | 43016-8661 | Active | 681793 | WATTS | 800M4FR | PVB | 1.000 | 97755 | right side
4296 | WYANDOTTE WOODS BLVD | 43016-9486 | Active | 955141 | WILKINS | 720A | PVB | 0.750 | 63552 | LH SIDE
4297 | WYANDOTTE WOODS BLVD | 43016 | Active | T231362 | WILKINS | 720A | PVB | 0.750 | 3613670 | RIGHT SIDE OF HOUSE
4305 | WYANDOTTE WOODS BLVD | 43016-8661 | Active | RH328 | CONBRACO | PVB | PVB | 1.000 | 88393 | RIGHT SIDE OF HOUSE
4312 | WYANDOTTE WOODS BLVD | 43016 | Active | 902326 | WILKINS | 720A | PVB | 0.750 | 63661 | FRONT OF HOUSE
4320 | WYANDOTTE WOODS BLVD | 43016-9487 | Active | T034850 | WILKINS | 720A | PVB | 0.750 | 100390 | LEFT SIDE
4321 | WYANDOTTE WOODS BLVD | 43016-8661 | Active | A006719 | WILKINS | 720A | PVB | 0.750 | 63674 | RIGHT HAND SIDE OF HOUSE FROM STREET
4328 | WYANDOTTE WOODS BLVD | 43016-9487 | Active | t304294 | WILKINS | 720A | PVB | 0.750 | 91624 | LEFT SIDE OF HOUSE
4329 | WYANDOTTE WOODS BLVD | 43016-8661 | Active | CB597849 | WILKINS | 720A | PVB | 0.750 | 63686 | FRONT LEFT OF FRONT DOOR
4337 | WYANDOTTE WOODS BLVD | 43016-8661 | Active | T096946 | WILKINS | 720A | PVB | 0.750 | 63721 | RIGHT FRONT
4353 | WYANDOTTE WOODS BLVD | 43016-8661 | Active | CAA39348 | WILKINS | 720A | PVB | 0.750 | 63793 | RIGHT FRONT
4360 | WYANDOTTE WOODS BLVD | 43016-8635 | Active | 817169 | WILKINS | 720A | PVB | 0.750 | 63808 | BACK OF HOUSE
4361 | WYANDOTTE WOODS BLVD | 43016-8661 | Active | A151172 | WILKINS | 720A | PVB | 0.750 | 88271 | RIGHT SIDE
4369 | WYANDOTTE WOODS BLVD | 43016-8661 | Active | 2006809 | WILKINS | 720A | PVB | 0.750 | 63828 | NW CORNER
4385 | WYANDOTTE WOODS BLVD | 43016-8661 | Active | G018691 | WILKINS | 720A | PVB | 0.750 | 63857 | FRONT RIGHT CORNER
4393 | WYANDOTTE WOODS BLVD | 43016 | Active | T070854 | WILKINS | 720A | PVB | 0.750 | 89054 | FRONT LEFT OF DOOR
4401 | WYANDOTTE WOODS BLVD | 43016-8661 | Active | 672073 | WILKINS | 720A | PVB | 0.750 | 63938 | FRONT CENTER
4409 | WYANDOTTE WOODS BLVD | 43016-8661 | Active | 672068 | WILKINS | 720A | PVB | 0.750 | 63951 | FRONT LEFT OF DOOR
4410 | WYANDOTTE WOODS BLVD | 43016 | Active | 468241 | WILKINS | 720A | PVB | 0.750 | 63965 | RIGHT SIDE OF GARAGE
4417 | WYANDOTTE WOODS BLVD | 43016-8661 | Active | G080913 | WILKINS | 720A | PVB | 0.750 | 89111 | REAR LEFT SOUTH EAST
4433 | WYANDOTTE WOODS BLVD | 43016-8661 | Active | 377126 | WATTS | 800M4QT | PVB | 0.750 | 63997 | RIGHT FRONT
4437 | WYANDOTTE WOODS BLVD | 43016 | Active | 3918791 | Wilkins | 975 | RP | 0.750 | 64004 | S.E. CORNER RIVERSIDE AND WYANDOTTE
6361 | WYLER DR | 43016-8262 | Active | A151187 | WILKINS | 720A | PVB | 0.750 | 91177 | RIGHT SIDE
6362 | WYLER DR | 43016-8263 | Active | A151066 | WILKINS | 720A | PVB | 0.750 | 3568782 | Right Side of House
6369 | WYLER DR | 43016-8262 | Active | 672239 | WILKINS | 720A | PVB | 0.750 | 3568783
6378 | WYLER DR | 43016-8263 | Active | CB602994 | WILKINS | 720A | PVB | 0.750 | 94987 | RIGHT FRONT
6386 | WYLER DR | 43016-8263 | Active | 672181 | WILKINS | 720A | PVB | 0.750 | 94989 | LEFT SIDE
2407 | WYNCOURTNEY CT | 43065-9035 | Active | 877473 | WILKINS | 720A | PVB | 1.000 | 58231 | EAST SIDE-Left side of house
6425 | WYNDBURNE DR | 43016-2253 | Active | T337488 | WILKINS | 720A | PVB | 0.750 | 3568805 | OUTSIDE
6465 | WYNDBURNE DR | 43016-2253 | Active | 308143 | WATTS | 800CMQT | PVB | 0.750 | 69998 | LEFT SIDE
6466 | WYNDBURNE DR | 43016-2254 | Active | H085942 | FEBCO | 765 | PVB | 1.000 | 69999 | LEFT SIDE OF HOUSE
6481 | WYNDBURNE DR | 43016-2253 | Active | HC0591 | FEBCO | 765 | PVB | 1.000 | 94990 | RIGHT SIDE
6505 | WYNDBURNE DR | 43016-8696 | Active | 298690 | WATTS | 800M4QT | PVB | 0.750 | 95255 | NORTH SIDE OF HOUSE RIGHT SIDE
6531 | WYNDBURNE DR | 43016 | Active | 817251 | WILKINS | 720A | PVB | 0.750 | 70203 | OUTSIDE
6545 | WYNDBURNE DR | 43016-8696 | Active | 817175 | WILKINS | 720A | PVB | 0.750 | 3586423 | RIGHT SIDE OF HOUSE
6553 | WYNDBURNE DR | 43016-8696 | Active | G125099 | WILKINS | 720A | PVB | 0.750 | 70236 | RIGHT SIDE OF HOUSE
6561 | WYNDBURNE DR | 43016 | Active | 057429 | WATTS | 800M4QT | PVB | 1.000 | 70253 | LEFT FRONT
6569 | WYNDBURNE DR | 43016 | Active | H322971 | FEBCO | 765 | PVB | 0.750 | 88532 | RIGHT SIDE OF HOUSE
562 | WYNDHAM RIDGE DR | 43207 | Active | 327439 | WATTS | 009M3QT | RP | 0.750 | 67437 | USE 6/3/15 CAG. N SIDE OF ENTRY
397 | WYNDING DR | 43214-3135 | Active | H577362 | FEBCO | 765 | PVB | 0.750 | 87573 | LEFT SIDE OF HOUSE
3974 | WYNDING DR | 43214-3135 | Active | H245047 | FEBCO | 765 | PVB | 0.750 | 3659144 | Back of House
7402 | WYNDLE CT | 43016-8243 | Active | G241306 | WILKINS | 720A | PVB | 0.750 | 99074 | RIGHT SIDE OF HOUSE
7410 | WYNDLE CT | 43016-8243 | Active | T241371 | WILKINS | 720A | PVB | 0.750 | 99077 | LEFT SIDE OF HOUSE
7426 | WYNDLE CT | 43016-8243 | Active | T439001 | WILKINS | 720 | PVB | 0.750 | 3568834 | RIGHT SIDE
7443 | WYNDLE CT | 43016 | Active | 285753 | WATTS | 800QT | PVB | 0.750 | 94991 | RIGHT SIDE OF HOUSE
6109 | WYNFORD DR | 43017-8299 | Active | T042204 | WILKINS | 720A | PVB | 0.750 | 101159 | LEFT CENTER BY A/C
6125 | WYNFORD DR | 43017-8299 | Active | 325716 | APOLLO/CONBRACO | PVB | PVB | 0.750 | 101151 | RIGHT SIDE OF HOUSE
6184 | WYNFORD DR | 43017 | Active | A19308 | FEBCO | 765 | PVB | 1.000 | 69279 | WEST SIDE AT HOUSE AT CORNER LEFT SIDE
6210 | WYNFORD DR | 43016 | Active | 181228 | WILKINS | 420 | PVB | 1.000 | 69387 | RIGHT FRONT
6224 | WYNFORD DR | 43016-8558 | Active | FE6618 | FEBCO | 765 | PVB | 1.000 | 69413 | RH SIDE
2889 | WYNNELEAF ST | 43026-8145 | Active | 874986 | FEBCO | 765 | PVB | 0.750 | 90990 | LEFT SIDE
2762 | WYNNEROCK CT | 43026-8952 | Active | T205008 | WILKINS | 720A | PVB | 0.750 | 3568977 | RIGHT FRONT CORNER OF HOUSE
2841 | WYNNETREE CT | 43026-8948 | Active | T231291 | WILKINS | 720A | PVB | 0.750 | 94992 | LEFT SIDE OF HOUSE
6002 | WYNNEWOOD DR | 43123 | Active | TI-2730 | WATTS | 957 | RP | 3.000 | 3650000 | HOT BOX BY METER PIT
6002 | WYNNEWOOD DR | 43123 | Active | 17005 | WATTS | 774DCDA | DCDA | 6.000 | 3650001 | METER PIT
6002 | WYNNEWOOD DR | 43123 | Active | 29808 | Watts | 007M1QT | DC | 0.750 | 3650002 | METER PIT
3002 | WYNRIDGE CT | 43123-8762 | Active | 587250 | WILKINS | 720A | PVB | 0.750 | 59784 | RH SIDE
3012 | WYNRIDGE CT | 43123-8762 | Active | 587193 | WILKINS | 720A | PVB | 0.750 | 59799 | RIGHT HAND SIDE
3022 | WYNRIDGE CT | 43123-8762 | Active | 587209 | WILKINS | 720A | PVB | 0.750 | 59818 | RIGHT HAND SIDE
2800 | WYNRIDGE DR | 43123-8704 | Active | DJ9921 | FEBCO | 765 | PVB | 0.750 | 59329 | RIGHT HAND SIDE OF HOUSE
2840 | WYNRIDGE DR | 43123-8704 | Active | Z2136 | FEBCO | 765 | PVB | 0.750 | 59425 | RIGHT SIDE OF HOUSE
2870 | WYNRIDGE DR | 43123-8704 | Active | HA09821 | FEBCO | 765 | PVB | 0.750 | 94993 | FRONT OF HOUSE
2885 | WYNRIDGE DR | 43123-8709 | Active | 792912 | WILKINS | 720A | PVB | 0.750 | 59513 | OUTSIDE
2920 | WYNRIDGE DR | 43123-8705 | Active | H275506 | FEBCO | 765 | PVB | 0.750 | 59579 | RIGHT SIDE OF HOUSE
2930 | WYNRIDGE DR | 43123-8705 | Active | T154957 | WILKINS | 720A | PVB | 1.000 | 103189 | LEFT FRONT
2955 | WYNRIDGE DR | 43123-8706 | Active | H544578 | FEBCO | 765 | PVB | 0.750 | 97737 | left side of house
2985 | WYNSTONE CT | 43123-8773 | Active | 428524 | WILKINS | 720A | PVB | 0.750 | 59649 | EAST NORTH SIDE OF HOUSE
3002 | WYNSTONE CT | 43123 | Active | 0043768 | WILKINS | 720A | PVB | 0.750 | 92028 | RIGHT SIDE OF HOUSE
4795 | WYNWOOD CT | 43220-3140 | NULL | ZZ4795WYN |  |  |  |  | 3569086
7415 | WYNWRIGHT CT | 43016-8274 | Active | G215516 | WILKINS | 720A | PVB | 0.750 | 95511 | RIGHT SIDE
6402 | WYNWRIGHT DR | 43016-8258 | Replaced | REP562481 | WILKINS | 720A | PVB | 0.750 | 94994 | REPLACED- LEFT SIDE
6402 | WYNWRIGHT DR | 43016-8258 | Active | T231013 | WILKINS | 720 | PVB | 0.750 | 3610164 | LEFT FRONT
6409 | WYNWRIGHT DR | 43016-8260 | Active | CAA28947 | WILKINS | 720A | PVB | 0.750 | 3569098 | LEFT FRONT
6418 | WYNWRIGHT DR | 43016-8258 | Active | RG1703 | FEBCO | 765 | PVB | 0.750 | 69907 | RIGHT SIDE OF HOUSE
6433 | WYNWRIGHT DR | 43016-8260 | Active | CAA36829 | Wilkins | 720A | PVB | 0.750 | 3569102 | LEFT FRONT
6442 | WYNWRIGHT DR | 43016-8258 | Active | CB288711 | WILKINS | 720A | PVB | 0.750 | 3569104 | RIGHT SIDE OF HOUSE
6524 | WYNWRIGHT DR | 43016-8259 | Active | T263591 | WILKINS | 720A | PVB | 0.750 | 70175 | RIGHT SIDE OF HOUSE NEAR FRONT
6564 | WYNWRIGHT DR | 43016-8268 | Active | 148736 | WILKINS | 720A | PVB | 0.750 | 94996 | RIGHT SIDE
6642 | WYNWRIGHT DR | 43016-9305 | Active | CB440058 | WILKINS | 720A | PVB | 0.750 | 102707 | LEFT FRONT
6658 | WYNWRIGHT DR | 43016-9305 | Active | T074554 | WILKINS | 720A | PVB | 0.750 | 101274 | RIGHT SIDE
6677 | WYNWRIGHT DR | 43016-9049 | Active | T097018 | WILKINS | 720A | PVB | 0.750 | 70476 | LEFT SIDE OF HOUSE
6718 | WYNWRIGHT DR | 43016-9305 | Active | G212800 | WILKINS | 720A | PVB | 0.750 | 95434 | LEFT SIDE
4551 | XAVIER RUN CT | 43123 | Active | EAK7096 | WILKINS | 720A | PVB | 0.750 | 3657628 | LEFT FRONT
2409 | YAGGER BAY DR | 43026-7157 | Active | CB113884 | WILKINS | 720a | PVB | 0.750 | 3569218 | BACK OF HOUSE
2426 | YAGGER BAY DR | 43026-7155 | Active | CB024591 | WILKINS | 720A | PVB | 0.750 | 3569221 | LEFT REAR
2468 | YAGGER BAY DR | 43026-7155 | Active | T082692 | FEBCO | 765 | PVB | 0.750 | 101626 | RIGHT SIDE OF HOUSE
2475 | YAGGER BAY DR | 43026-7134 | Active | 113114 | WATTS | 800M4 | PVB | 1.000 | 58413 | RIGHT FRONT
4787 | YANKEE RD | 43026 | Active | CB024540 | WILKINS | 720A | PVB | 0.750 | 3650498 | LEFT FRONT
4817 | YANKEE RD | 43026 | Active | CB026106 | WILKINS | 720A | PVB | 0.750 | 3650495 | RIGHT FRONT
4827 | YANKEE RD | 43026 | Active | T450012 | WILKINS | 720A | PVB | 0.750 | 3650855 | LEFT FRONT
4846 | YANKEE RD | 43026 | Active | T411190 | WILKINS | 720A | PVB | 0.750 | 3650983 | LEFT SIDE OF HOUSE
4866 | YANKEE RD | 43026 | Active | T411295 | WILKINS | 720A | PVB | 0.750 | 3650150
4877 | YANKEE RD | 43026 | Active | C09647 | APOLLO | PVB4A | PVB | 0.750 | 3650384 | OUTSIDE
4615 | YANTIS DR | 43054-8910 | Active | DA6112 | FEBCO | 765 | PVB | 1.000 | 64578 | OUTSIDE
4615 | YANTIS DR | 43054-8910 | Due Install |  |  |  | RP |  | 3659181
4633 | YANTIS DR | 43054-8910 | Active | 370558 | WATTS | 800QT | PVB | 1.000 | 64639 | FRONT LT SIDE OF HSE
4655 | YANTIS DR | 43054-8910 | Active | AC4489 | FEBCO | 765 | PVB | 0.750 | 64705 | LEFT REAR OF HOUSE
4683 | YANTIS DR | 43054-8910 | Active | G215416 | WILKINS | 720A | PVB | 0.750 | 64799 | S W INSIDE CORNER OF FRONT OF HOUSE
4703 | YANTIS DR | 43054-9618 | Active | h782314 | FEBCO | 765 | PVB | 0.750 | 64849 | RIGHT SIDE OF HOUSE
4721 | YANTIS DR | 43054-9618 | Active | W115499 | WILKINS | 975XLBMS | RP | 1.000 | 64877 | SW CORNER OF BASEMENT AT METER
4721 | YANTIS DR | 43054-9618 | Not Required by DOW | T319148 | WILKINS | 720 | PVB | 1.000 | 3622785 | LEFT SIDE OF HOUSE
4757 | YANTIS DR | 43054-9618 | Active | CB451939 | WILKINS | 720A | PVB | 1.000 | 64967 | NORTH SIDE
4791 | YANTIS DR | 43054- | Active | 208769 | WATTS | 800QT | PVB | 0.750 | 59957 | 4791 Yantis, OUTSIDE LT FRONT CORNER
4853 | YANTIS DR | 43054-9602 | Active | 135355 | WATTS | 800M4QT | PVB | 0.750 | 65254 | BACK BY ELECTRIC MTR
4879 | YANTIS DR | 43054-9602 | Active | 658734 | WILKINS | 720A | PVB | 0.750 | 65308 | LEFT SIDE OF HOUSE
4895 | YANTIS DR | 43054-9602 | Active | EAD4395 | WATTS | 800M4QT | PVB | 1.000 | 65369 | FAR RIGHT FRONT
4917 | YANTIS DR | 43054-9622 | Active | A12964 | FEBCO | 765 | PVB | 0.750 | 65418 | (LEFT) SOUTH SIDE OF HOUSE -- OUTSIDE
4931 | YANTIS DR | 43054-9622 | Active | 531722 | WILKINS | 720A | PVB | 0.750 | 65448 | RIGHT FRONT CORNER
4945 | YANTIS DR | 43054-9622 | Active | T650418 | WILKINS | 720A | PVB | 1.000 | 65471 | LEFT LEFT FRONT*
4959 | YANTIS DR | 43054-9622 | Active | 210728 | WATTS | 800QT | PVB | 1.000 | 65505 | SOUTH
4991 | YANTIS DR | 43054-9623 | Active | EAA0286 | WILKINS | 720A | PVB | 1.000 | 65561 | LEFT FRONT BY DOOR
5015 | YANTIS DR | 43054-8404 | Active | 242414 | WILKINS | 720A | PVB | 0.750 | 65728 | FRONT-RIGHT OF DOOR
5035 | YANTIS DR | 43054-8404 | Active | 010791 | FEBCO | 765 | PVB | 1.000 | 65789 | FRONT LEFT
5065 | YANTIS DR | 43054-8600 | Active | HE55056 | FEBCO | 765 | PVB | 0.750 | 87317 | FRONT OF HOUSE LEFT SIDE
775 | YARD ST | 43212 | Active | KA-1919 | WATTS | 957 | RP | 3.000 | 99469 | FIRST FLOOR MECHANICAL ROOM - NORTH WALL
775 | YARD ST | 43212 | Active | 170834 | AMES | 3000SS | DCDA | 6.000 | 99470 | FIRST FLOOR MECHANIC ROOM
775 | YARD ST | 43212 | Active | 14903 | WATTS | 007M1PCQT | DC | 0.750 | 99471 | FIRST FLOOR MECHANIC ROOM
775 | YARD ST | 43212 | Not Required by DOW | B288053 | WILKINS | 975XL | RP | 1.000 | 100143 | FIRST FLOOR MECHANICAL ROOM
780 | YARD ST | 43212 | Active | 5393 | WILKINS | 375 | RP | 4.000 | 3618255 | METER ROOM
780 | YARD ST | 43212 | Not Required by DOW | 1464673 | WILKINS | 975 | RP | 1.500 | 3618589 | METER ROOM
780 | YARD ST | 43212 | Active | 1877361215 | AMES | 3000DCDA | DCDA | 6.000 | 3618590 | METER ROOM
780 | YARD ST | 43212 | Active | 24793 | WATTS | 007M1PCQT | DC | 0.750 | 3618591 | METER ROOM
780 | YARD ST | 43212 | Not Required by DOW | 4272535 | WILKINS | 975XL | RP | 1.000 | 3618592 | 1ST FL POOL MECH RM
780 | YARD ST | 43212 | Not Required by DOW | 3955171 | WILKINS | 975XL | RP | 0.750 | 3618593 | 4TH FL LAUNDRY RM
780 | YARD ST | 43212 | Not Required by DOW | 4272170 | WILKINS | 975XL | RP | 1.000 | 3651325
795 | YARD ST | 43212 | Not Required by DOW | 3169291 | WILKINS | 975XL | RP | 1.000 | 100055 | MECHANIC ROOM
795 | YARD ST | 43212 | Active | 16254 | WILKINS | 375A | RP | 4.000 | 100056 | RISER ROOM
795 | YARD ST | 43212 | Not Required by DOW | 3164758 | WILKINS | 975XL | RP | 2.000 | 100057 | POOL PUMP ROOM
795 | YARD ST | 43212 | Active | 172558 | AMES | 3000SS | DCDA | 6.000 | 100058 | RISER ROOM
795 | YARD ST | 43212 | Active | 16441 | WATTS | 007M1QT | DC | 0.750 | 100059 | RISER ROOM
800 | YARD ST | 43212 | Active | L87954 | WILKINS | 375 | RP | 3.000 | 3608200 | METER ROOM
800 | YARD ST | 43212 | Not Required by DOW | 386866 | WILKINS | 975XL | RP | 1.000 | 3609974 | METER ROOM
800 | YARD ST | 43212 | Active | 183684 | AMES | 3000SS | DCDA | 6.000 | 3609975 | METER ROOM
800 | YARD ST | 43212 | Active | 22551 | WATTS | 007M1QT | DC | 0.750 | 3609976 | METER ROOM
808 | YARD ST | 43212 | Active | 1875281015 | AMES | 3000SS | DCDA | 6.000 | 3616927 | RISER ROOM IN PARKING GARAGE (BROOKS APTS)
808 | YARD ST | 43212 | Active | 24645 | WATTS | 007M1QT | DC | 0.750 | 3617025 | W BASEMENT, RISER RM IN PARKING GARAGE
808 | YARD ST | 43212 | Active | L99856 | WILKINS | 375 | RP | 8.000 | 3618218 | W BASEMENT, WATER RISER RM IN BASEMENT/GARAGE
808 | YARD ST | 43212 | Not Required by DOW | 27622 | WATTS | LF919QT | RP | 2.000 | 3618219 | WATER RISER ROOM IN BASEMENT/GARAGE
808 | YARD ST | 43212 | Not Required by DOW | 28513 | WATTS | 919QT | RP | 2.000 | 3618220 | POOL HOUSE
808 | YARD ST | 43212 | Not Required by DOW | 27566 | WATTS | 919QT | RP | 2.000 | 3618221 | CLUB HOUSE
808 | YARD ST | 43212 | Not Required by DOW | 4218492 | Wilkins | 950XL | DC | 1.000 | 3650392 | POOL HOUSE
845 | YARD ST | 43212 | Active | NK-0004 | WATTS | 957 | RP | 4.000 | 3608022 | METER ROOM WEST CENTRAL
845 | YARD ST | 43212 | Not Required by DOW | 24362 | WATTS | 919QT | RP | 2.000 | 3608098 | METER ROOM WEST CENTRAL
845 | YARD ST | 43212 | Active | 705B | WILKINS | 350ASTDA | DCDA | 6.000 | 3608099 | METER ROOM WEST CENTRAL
845 | YARD ST | 43212 | Active | 3690047 | WILKINS | 950XL | DC | 0.750 | 3608100 | METER ROOM WEST CENTRAL
860 | YARD ST | 43212 | Active | 48526 | WILKINS | 375A | RP | 4.000 | 3646599 | BLDG # 880 WEST WALL
860 | YARD ST | 43212 | Active | 18885B | WILKINS | 350ASTDA | DCDA | 6.000 | 3646600 | INSIDE BUILDING WEST WALL #880
860 | YARD ST | 43212 | Active | HC-36801 | WILKINS | 950XLD | DC | 0.750 | 3646601 | INSIDE BUILDING
860 | YARD ST | 43212 | Not Required by DOW | B249344 | WILKINS |  | RP | 1.500 | 3649690 | INSIDE BUILDING
955 | YARD ST | 43212 | Active | 1071420617 | AMES | 5000SS | RPDA | 6.000 | 3624832
955 | YARD ST | 43212 | Active | 14215 | AMES | 4000B | RP | 0.750 | 3624834
955 | YARD ST | 43212 | Active | RE-2542 | WATTS | 957 | RP | 4.000 | 3625074 | MECHANICAL ROOM PARALLEL WITH S/N RA-1682
955 | YARD ST | 43212 | Active | RA-1682 | WATTS | 957 | RP | 4.000 | 3625075 | MECHANICAL ROOM PARALLEL WITH S/N RE-2542
955 | YARD ST | 43212 | Not Required by DOW | 171146 | WATTS | 009 | RP | 0.500 | 3630026 | BOILER ROOM S111 SNOW MELT SYSTEM
955 | YARD ST | 43212 | Not Required by DOW | 173224 | WATTS | 009 | RP | 0.500 | 3630028 | BOILER ROOM N111 SNOW MELT SYSTEM
955 | YARD ST | 43212 | Not Required by DOW | 21839 | WATTS | 919AQT | RP | 1.500 | 3630029 | METER ROOM N107
105 | YARD ST | 43212 | Active | OD-3452 | WATTS | 957 | RP | 3.000 | 3617010 | RISER ROOM
1050 | YARD ST | 43212 | Active | QE-1944 | WATTS | 957 | RP | 3.000 | 3618226 | RISER ROOM
1050 | YARD ST | 43212 | Active | 24451 | WATTS | 007M1PCQT | DC | 0.750 | 3618227 | RISER ROOM
1050 | YARD ST | 43212 | Active | 1870340916 | AMES | 3000SS | DCDA | 6.000 | 3618228 | RISER ROOM
1050 | YARD ST | 43212 | Not Required by DOW | 28086 | WATTS | 919QT | RP | 2.000 | 3618229 | Riser room
1050 | YARD ST | 43212 | Not Required by DOW | 54654 | WATTS | LF919QT | RP | 1.000 | 3618230 | FIRST FLOOR MECHANICAL ROOM
1050 | YARD ST | 43212 | Not Required by DOW | 54646 | WATTS | 919AQT | RP | 1.000 | 3618231 | RADIANT SYSTEM, 2ND FL MECH RM BY RESTROOMS
1050 | YARD ST | 43212 | LPS - Active |  |  |  | VSS |  | 3625134 | DOMESTIC PUMP - 1050 YARD ST, 108 WATER ROOM
1050 | YARD ST | 43212 | LPS - Due Install |  |  |  | LPC |  | 3633659
1125 | YARD ST | 43212 | Active | 1073430418 | AMES | 5000SS | RPDA | 4.000 | 3633266 | METER ROOM
1125 | YARD ST | 43212 | Active | 14395 | AMES | 4000B | RP | 0.750 | 3633267 | METER ROOM. SIDE CAR OF FIRE
1125 | YARD ST | 43212 | Active | SD-2250 | WATTS | 957 | RP | 3.000 | 3633295 | METER ROOM AFTER DOMESTIC WATER METER
1125 | YARD ST | 43212 | Not Required by DOW | 4341794 | WILKINS | 975XL | RP | 1.000 | 3650245 | METER ROOM
1000 | YARD ST BLDG H | 43212 | Active | P-0582 | WATTS | 957 | RP | 4.000 | 3616803 | MECHANICAL ROOM
1000 | YARD ST BLDG H | 43212 | Not Required by DOW | 26080 | WATTS | 919QT | RP | 2.000 | 3618222 | MECHANICAL ROOM
1000 | YARD ST BLDG H | 43212 | Active | 40738 | WILKINS | 350 | DCDA | 8.000 | 3618223 | MECHANICAL ROOM
1000 | YARD ST BLDG H | 43212 | Active | 4137223 | WILKINS | 950 | DC | 0.750 | 3618224 | MECHANICAL ROOM
1000 | YARD ST BLDG H | 43212 | Active | UK-0314 | WATTS | 957 | RP | 4.000 | 3649846 | MECHANICAL ROOM
535 | YARONIA DR | 43214-3124 | Active | t494901 | WILKINS | 720A | PVB | 1.000 | 66708 | SOUTH FRONT DOOR BY WINDOW WELL
539 | YARONIA DR | 43214-3124 | Removed | EH6486REM | FEBCO | 765 | PVB | 1.000 | 66772 | WEST SIDE OF HOUSE
539 | YARONIA DR | 43214-3124 | Active | HL92464 | FEBCO | 765-1 | PVB | 1.000 | 3659194 | BY FRONT DOOR
324 | YELLOW FINCH WAY | 43231 | Active | CB602958 | WILKINS | 720A | PVB | 0.750 | 3636159 | RIGHT SIDE
4300 | YELLOW WOOD DR | 43016- | Active | 4697189 | WILKINS | 975XL | RP | 0.750 | 88089 | @ FORD BOX NW CORNER OF YELLOW WOOD AND RIVERSIDE WOODS
4308 | YELLOW WOOD DR | 43016 | Active | 336381 | WATTS | 800M4QT | PVB | 0.750 | 100782 | RIGHT SIDE OF HOUSE
4309 | YELLOW WOOD DR | 43016-7339 | Active | G036458 | WILKINS | 720A | PVB | 0.750 | 89126 | RIGHT SIDE OF HOUSE
4325 | YELLOW WOOD DR | 43016-7339 | Active | H493534 | FEBCO | 765 | PVB | 0.750 | 92400 | LEFT SIDE OF HOUSE
4330 | YELLOW WOOD DR | 43016-7341 | Removed | 374109REM | WATTS | 800M4FR | PVB | 0.750 | 93095 | REMOVED-LEFT FRONT
4330 | YELLOW WOOD DR | 43016-7341 | Active | CB427079 | WILKINS | 720A | PVB | 0.750 | 3607455 | LEFT FRONT
4333 | YELLOW WOOD DR | 43016-7339 | Active | CAB60348 | WILKINS | 720A | PVB | 1.000 | 97396 | RIGHT SIDE
4341 | YELLOW WOOD DR | 43016 | Active | G050132 | WILKINS | 720A | PVB | 0.750 | 91403 | RIGHT SIDE
4349 | YELLOW WOOD DR | 43016 | Active | T154984 | WILKINS | 720A | PVB | 1.000 | 3602346 | RIGHT FRONT
4354 | YELLOW WOOD DR | 43016-7341 | Active | F031676 | WILKINS | 720A | PVB | 0.750 | 97039 | LEFT SIDE OF HOUSE
4362 | YELLOW WOOD DR | 43016-7341 | Active | T346153 | WILKINS | 720A | PVB | 0.750 | 3598513 | LEFT
4378 | YELLOW WOOD DR | 43016 | Active | H782340 | FEBCO | 765 | PVB | 0.750 | 3603044 | RIGHT OF FRONT DOOR
4402 | YELLOW WOOD DR | 43016-7343 | Active | VAA4079 | WILKINS | 720A | PVB | 0.750 | 95459 | RIGHT SIDE OF HOUSE
4410 | YELLOW WOOD DR | 43016 | Active | H782238 | FEBCO | 765 | PVB | 0.750 | 3602687 | RIGHT OF FRONT DOOR
4418 | YELLOW WOOD DR | 43016-7343 | Active | G125363 | WILKINS | 720A | PVB | 0.750 | 95263 | LEFT SIDE OF HOUSE
4421 | YELLOW WOOD DR | 43016-7342 | Active | 01558 | WATTS | 800M4QT | PVB | 1.000 | 95767 | LEFT OF FRONT DOOR
4425 | YELLOW WOOD DR | 43016- | Active | 4705515 | WILKINS | 975XL | RP | 0.750 | 88103 | NORTH SIDE OF POND @ METER
4426 | YELLOW WOOD DR | 43016-7343 | Active | EA17633 | WILKINS | 720A | PVB | 0.750 | 97494 | LEFT FRONT
4429 | YELLOW WOOD DR | 43016 | Active | T081572 | WILKINS | 720A | PVB | 0.750 | 102663 | RIGHT SIDE
4434 | YELLOW WOOD DR | 43016-7343 | Active | T131744 | WILKINS | 720A | PVB | 0.750 | 102759 | RIGHT SIDE
4437 | YELLOW WOOD DR | 43016 | Active | G246041 | WILKINS | 720A | PVB | 0.750 | 98895 | FRONT OF HOUSE
2721 | YELLOWOAK PL | 43026-8949 | Active | 182027 | WILKINS | 720A | PVB | 0.750 | 91771 | RIGHT SIDE
2737 | YELLOWOAK PL | 43026-8949 | Replaced | REP0024004287 | WILKINS | 720A | PVB | 0.750 | 98021 | REPLACED- RIGHT SIDE OF HOUSE
2737 | YELLOWOAK PL | 43026-8949 | Active | 004287 | WATTS | LF800M4FR | PVB | 0.750 | 3609585 | RIGHT SIDE OF HOUSE
1300 | YELLOWWOOD DR | 43229-4416 | Active | 4552256 | WILKINS | 975 | RP | 0.750 | 3569949 | at meter
5440 | YORK N LN | 43232- | Active | 528562 | WILKINS | 975XLBMS | RP | 1.000 | 93084 | BASEMENT
2592 | YORK RD | 43221-3239 | Active | T440018 | WILKINS | 720 | PVB | 0.750 | 3570015 | RIGHT CENTER
2600 | YORK RD | 43221-3239 | Active | T366438 | WILKINS | 720 | PVB | 0.750 | 3570017
2633 | YORK RD | 43221-3238 | Active | H587221 | FEBCO | 765 | PVB | 0.750 | 98975 | RIGHT SIDE OF HOUSE
2638 | YORK RD | 43221-3239 | Active | AEC0496 | WILKINS | 720A | PVB | 0.750 | 3570024 | FRONT
2684 | YORK RD | 43221-3241 | Active | EA13406 | WILKINS | 720A | PVB | 0.750 | 3570033 | LEFT SIDE
2691 | YORK RD | 43221-3240 | Active | EAF4512 | WILKINS | 720A | PVB | 0.750 | 3570034 | LEFT SIDE OF HOUSE
2706 | YORK RD | 43221-3241 | Active | F006285 | WILKINS | 720A | PVB | 0.750 | 99773 | FRONT RIGHT
2712 | YORK RD | 43221-3241 | Active | H750764 | FEBCO | 765 | PVB | 0.750 | 102906 | FRONT RIGHT CORNER OF HOUSE
2719 | YORK RD | 43221-3240 | Active | 211192 | WATTS | 800M4QT | PVB | 1.000 | 59082 | LT SIDE OF HSE
2720 | YORK RD | 43221-3241 | Active | 464082 | Watts | 800M4QT | PVB | 0.750 | 3570040 | FRONT LEFT CORNER OF HOUSE
1285 | YORKLAND RD | 43232-1665 | In Review |  |  |  | RP | 6.000 | 3570080 | BSMNT OF 1285 AT WATER METER
1425 | YORKLAND RD | 43232-1686 | Active | N068070845 | FEBCO | 870V | DC | 6.000 | 89308 | MECH ROOM BASEMENT
1425 | YORKLAND RD | 43232-1686 | Active | N1909170906 | FEBCO | 860 | RP | 3.000 | 89309 | BASEMENT MECH ROOM BY METER
1425 | YORKLAND RD | 43232-1686 | Due Install | [5 empty] | 3636835 | MECH ROOM BASEMENT
1425 | YORKLAND RD | 43232-1686 | Not Required by DOW | 4944320 | WILKINS | 975XL | RP | 1.250 | 3652738 | DIALYSIS TREATMENT ROOM
1425 | YORKLAND RD | 43232-1686 | Not Required by DOW | 4944318 | WILKINS | 975XL | RP | 1.250 | 3652740 | DIALYSIS TREATMENT ROOM
2074 | YORKSHIRE RD | 43221-4144 | Removed | 1774063REM | WILKINS | 975XLBMS | RP | 0.750 | 57153 | REMOVED-GARAGE
2074 | YORKSHIRE RD | 43221-4144 | Active | 4003499 | WILKINS | 975XL | RP | 0.750 | 3610011 | FRONT OF HOUSE
2092 | YORKSHIRE RD | 43221-4144 | Active | F10987 | FEBCO | 765 | PVB | 1.000 | 94998 | FRONT RIGHT SIDE
2104 | YORKSHIRE RD | 43221-4144 | Active | T294444 | WILKINS | 720A | PVB | 0.750 | 3570122 | RIGHT SIDE OF HOUSE
2109 | YORKSHIRE RD | 43221-4143 | Removed | 311297REM | WILKINS | 720A | PVB | 0.750 | 101019 | REMOVED-
2109 | YORKSHIRE RD | 43221-4143 | Active | HF78228 | FEBCO | 765 | PVB | 0.750 | 3659621 | ON LEFT
2114 | YORKSHIRE RD | 43221-4144 | Active | CB588266 | WILKINS | 720A | PVB | 0.750 | 94999 | FRONT OF HOUSE
2124 | YORKSHIRE RD | 43221-4144 | Active | CB154442 | WILKINS | 720A | PVB | 0.750 | 3570124 | RIGHT SIDE/REAR YARD
2129 | YORKSHIRE RD | 43221-4143 | Active | H837273 | FEBCO | 765 | PVB | 1.000 | 87285 | NORTH SIDE OUTSIDE BLDG
2137 | YORKSHIRE RD | 43221-4143 | Active | CB262871 | WILKINS | 720 | PVB | 0.750 | 3570126 | LEFT SIDE
2147 | YORKSHIRE RD | 43221-4143 | Active | 221762 | WATTS | 009M2QT | RP | 1.000 | 57440 | BASEMENT
2148 | YORKSHIRE RD | 43221-4144 | Active | G215088 | WILKINS | 720A | PVB | 0.750 | 96009 | RIGHT SIDE OF HOUSE
2155 | YORKSHIRE RD | 43221-4143 | Active | 279505 | WILKINS | 720A | PVB | 0.750 | 95000 | LEFT SDIE OF HOUSE
2170 | YORKSHIRE RD | 43221-4017 | Active | T032830 | WILKINS | 720A | PVB | 1.000 | 57511 | RIGHT SIDE OF FRONT
2179 | YORKSHIRE RD | 43221-4016 | Active | CAA31076 | WILKINS | 720A | PVB | 0.750 | 3570128 | FRONT SIDE
2186 | YORKSHIRE RD | 43221-4017 | Removed | CB079952REM | WILKINS | 720 | PVB | 0.750 | 3570129 | RIGHT SIDE OF HOUSE
2186 | YORKSHIRE RD | 43221-4017 | Active | T385916 | WILKINS | 720A | PVB | 0.750 | 3652514 | RIGHT SIDE OF HOUSE
2191 | YORKSHIRE RD | 43221-4016 | Active | T207775 | WILKINS | 720 | PVB | 0.750 | 3570130 | RIGHT OF FRONT DOOR
2196 | YORKSHIRE RD | 43221-4017 | Active | A133459 | WILKINS | 720A | PVB | 0.750 | 88488 | LEFT SIDE OF HOUSE
2206 | YORKSHIRE RD | 43221-4017 | Removed | 243993REM | WATTS | 800M2QT | PVB | 0.750 | 87284 | REMOVED-FRONT OF HOUSE
2206 | YORKSHIRE RD | 43221-4017 | Active | T188187 | WILKINS | 720A | PVB | 0.750 | 3607441 | FRONT OF HOUSE
2214 | YORKSHIRE RD | 43221-4017 | Active | 010681 | WATTS | 800M4FR | PVB | 1.000 | 3603799
2225 | YORKSHIRE RD | 43221-4016 | Active | CB003627 | WILKINS | 720A | PVB | 0.750 | 103487 | RIGHT SIDE OF HOUSE
2228 | YORKSHIRE RD | 43221-4017 | Active | 3619080 | WILKINS | 975XLBMS | RP | 0.750 | 101919 | FRONT OF HOUSE
2238 | YORKSHIRE RD | 43221-4019 | Active | 612574 | RAINBIRD | 100 | PVB | 1.000 | 91923 | LEFT SIDE OF HOUSE
2249 | YORKSHIRE RD | 43221-4018 | Active | EAE8009 | WILKINS | 720A | PVB | 1.000 | 97751 | Front of house, left of front door
2250 | YORKSHIRE RD | 43221-4019 | Active | W58590 | WILKINS | 720A | PVB | 1.000 | 57771 | FRONT OF HOUSE
2262 | YORKSHIRE RD | 43221-3762 | Active | ED2450 | FEBCO | 765 | PVB | 1.000 | 95002 | FRONT OF HOUSE
2274 | YORKSHIRE RD | 43221-3762 | Active | T025205 | WILKINS | 720A | PVB | 0.750 | 99910 | LEFT FRONT OF HOUSE
2285 | YORKSHIRE RD | 43221-3761 | Active | H469902 | FEBCO | 765 | PVB | 1.000 | 103757 | 15 FEET RIGHT OF FRONT DOOR
2303 | YORKSHIRE RD | 43221-3761 | Active | G242083 | WILKINS | 720A | PVB | 0.750 | 99314 | FRONT OF HOUSE
2321 | YORKSHIRE RD | 43221-3761 | Removed | 526968REM | RAINBIRD | 100R | PVB | 1.500 | 57945 | ***REMOVED*** FRONT OF HOUSE, ADJACENT TO FRONT DOOR
2321 | YORKSHIRE RD | 43221-3761 | Active | CB179845 | WILKINS | 720A | PVB | 1.000 | 3647139 | on irrigation system, S/W
2366 | YORKSHIRE RD | 43221-3764 | Active | ABX7197 | WILKINS | 975XL | RP | 0.750 | 95016 | BASEMENT -AT WATER MTR
1426 | YORKTOWN RD | 43232-1575 | Removed | REM527667 | WATTS | 800M2QT | PVB | 1.000 | 54997 | SOUTH CORNER
6183 | YOUNG RD | 43123-9099 | Active | 71736 | WATTS | 009M2PCQT | RP | 1.500 | 69276 | MECH ROOM NEXT
6373 | YOUNG RD | 43123 | Active | 30851 | WILKINS | 375A | RP | 3.000 | 3585909 | HOT BOX WEST OF METER PIT, YOUNG RD
6373 | YOUNG RD | 43123 | LPS - Active |  |  |  | LPC |  | 3624341 | DOMESTIC PUMP -
3635 | ZANE TRACE DR | 43228- | Active | 192696 | WILKINS | 975XL | RP | 1.500 | 61329 | NEXT TO RISER ROOM FOR FIRE PROTECTION
3635 | ZANE TRACE DR | 43228- | Active | 38235 | WILKINS | 350 | DCDA | 8.000 | 3633378 | METER VAULT
3635 | ZANE TRACE DR | 43228- | Active | HC80014 | WILKINS | 950XL | DC | 0.750 | 3657350 | METER VAULT
3700 | ZANE TRACE DR | 43228-3853 | Active | 45351 | WATTS | 009 | RP | 1.000 | 61527 | ABOVE MEN'S & WOMEN'S RESTROOMS
3700 | ZANE TRACE DR | 43228-3853 | In Review | [5 empty] | 3638856
3700 | ZANE TRACE DR | 43228-3853 | In Review | [5 empty] | 3638857
3737 | ZANE TRACE DR | 43228-3854 | Active | 19676 | WATTS | 919AQT | RP | 1.500 | 3570275 | KITCHENETTE AREA
3737 | ZANE TRACE DR | 43228-3854 | Active | XD-1121 | AMES | 3000CIV | DCDA | 8.000 | 3630095 | IN VAULT IN FRONT OF BUILDING
3737 | ZANE TRACE DR | 43228-3854 | Active | 73448 | AMES | 2000BM3 | DC | 0.750 | 3654629 | IN VAULT IN FRONT OF BUILDING
3750 | ZANE TRACE DR | 43228-3853 | Active | 31N1162 | AMES | 3000SS | DCDA | 8.000 | 61665 | IN 3750 WAREHOUSE MIDDLE OF WEST WALL BY FIRE EXIT
3750 | ZANE TRACE DR | 43228-3853 | Active | 577210 | WILKINS | 975 | RP | 1.000 | 61666 | IN 3750 WAREHOUSE MIDDLE OF WEST WALL BY FIRE EXIT
3750 | ZANE TRACE DR | 43228-3853 | Active | 0006593 | AMES | 2000B | DC | 0.750 | 61667 | IN 3750 WAREHOUSE MIDDLE OF WEST WALL BY FIRE EXIT
3775 | ZANE TRACE DR | 43228-3854 | Removed | 2695658REM | WILKINS | 375 | RP | 0.750 | 61725 | REMOVED - ABOVE DOCK DOORS 2 & 3
3775 | ZANE TRACE DR | 43228-3854 | Active | 17764 | WILKINS | 975 | RP | 3.000 | 61726 | NEXT TO WATER METER
3775 | ZANE TRACE DR | 43228-3854 | Not Required by DOW | 17871 | WILKINS | 975 | RP | 2.500 | 61727 | BOILER AREA, SW CORNER OF BUILDING
3775 | ZANE TRACE DR | 43228-3854 | Not Required by DOW | 534676 | WILKINS | 950XL | DC | 0.750 | 61728 | TOP OF COOLER LEFT OF LADDER
3775 | ZANE TRACE DR | 43228-3854 | Not Required by DOW | 534680 | WILKINS | 950 | DC | 0.750 | 61729 | TOP COOLER LEFT OF LADDER
3775 | ZANE TRACE DR | 43228-3854 | Removed | 2701086REM | WILKINS | 375 | RP | 0.750 | 61730 | REMOVED - OVER DOCK DOORS
3775 | ZANE TRACE DR | 43228-3854 | Not Required by DOW | 534695 | WILKINS | 950 | DC | 0.750 | 61731 | TOP OF COOLER THROUGH DOOR
3775 | ZANE TRACE DR | 43228-3854 | Not Required by DOW | 534696 | WILKINS | 950 | DC | 0.750 | 61732 | TOP OF COOLER PASS DOOR RIGHT 60 FT MIDDLE OF ROOM
3775 | ZANE TRACE DR | 43228-3854 | Not Required by DOW | 534698 | WILKINS | 950 | DC | 0.750 | 61733 | TOP OF COOLER PASS DOOR RIGHT NORTH WALL MIDDLE
3775 | ZANE TRACE DR | 43228-3854 | Not Required by DOW | Chf3647 | WILKINS | 350XL | DC | 0.750 | 61734 | TOP OF COOLER PASS DOOR FAR LEFT CORNER
3775 | ZANE TRACE DR | 43228-3854 | Not Required by DOW | 534701 | WILKINS | 950 | DC | 0.750 | 61735 | WEST MEZZANINE, MIDDLE
3775 | ZANE TRACE DR | 43228-3854 | Not Required by DOW | 534705 | WILKINS | 950 | DC | 0.750 | 61736 | TOP COOLER LEFT OF LADDER
3775 | ZANE TRACE DR | 43228-3854 | Not Required by DOW | 534706 | WILKINS | 950 | DC | 0.750 | 61737 | TOP OF COOLER PASS DOOR RIGHT 8' FT WEST WALL
3775 | ZANE TRACE DR | 43228-3854 | Not Required by DOW | 534707 | WILKINS | 950 | DC | 0.750 | 61738 | TOP OF COOLER PASS DOOR RIGHT 80FT WEST WALL
3775 | ZANE TRACE DR | 43228-3854 | Not Required by DOW | 534714 | WILKINS | 950 | DC | 0.750 | 61739 | TOP OF COOLER PASS DOOR FAR LEFT CORNER
3775 | ZANE TRACE DR | 43228-3854 | Not Required by DOW | Chf3650 | WILKINS | 350XL | DC | 0.750 | 61740 | TOP OF COOLER RIGHT OF LADDER BY EXHUST FAN
3775 | ZANE TRACE DR | 43228-3854 | Not Required by DOW | 534725 | WILKINS | 950 | DC | 0.750 | 61741 | TOP OF COOLER PASS DOOR RIGHT NORTH WALL MIDDLE
3775 | ZANE TRACE DR | 43228-3854 | Not Required by DOW | 534726 | WILKINS | 950 | DC | 0.750 | 61742 | TOP OF COOLER RIGHT OF LADDER BY EXHUST FAN
3775 | ZANE TRACE DR | 43228-3854 | Not Required by DOW | Chf3618 | WILKINS | 350XL | DC | 0.750 | 61743 | WEST MEZZANINE
3775 | ZANE TRACE DR | 43228-3854 | Not Required by DOW | Chf3647 | WILKINS | 950XL | DC | 0.750 | 61744 | TOP OF COOLER LEFT OF LADDER
3775 | ZANE TRACE DR | 43228-3854 | Not Required by DOW | 665513 | WILKINS | 720A | PVB | 1.000 | 61745 | EAST MEZZANINE, EAST NORTH
3775 | ZANE TRACE DR | 43228-3854 | Not Required by DOW | 534677 | WILKINS | 950XL | DC | 0.750 | 92635 | WEST MEXX MID/SOUTH
3775 | ZANE TRACE DR | 43228-3854 | Not Required by DOW | 534689 | WILKINS | 950XL | DC | 0.750 | 92636 | WEST MEZZ MIDDLE
3775 | ZANE TRACE DR | 43228-3854 | Not Required by DOW | 534702 | WILKINS | 950XL | DC | 0.750 | 92637 | WEST MEZZ MID EAST
3775 | ZANE TRACE DR | 43228-3854 | Not Required by DOW | 534724 | WILKINS | 950XL | DC | 0.750 | 92638 | WEST MEZZ MID EAST
3775 | ZANE TRACE DR | 43228-3854 | Not Required by DOW | 534704 | WILKINS | 950XL | DC | 0.750 | 92639 | WEST MEZZ
3775 | ZANE TRACE DR | 43228-3854 | Not Required by DOW | Chf3646 | WILKINS | 950XL | DC | 0.750 | 100483 | WEST MEZZANINE, MIDDLE
3775 | ZANE TRACE DR | 43228-3854 | Due Install |  |  |  | DCDA | 8.000 | 3626555
3800 | ZANE TRACE DR | 43228-3831 | Active | 126713 | WATTS | LFOO9M2QT | RP | 1.500 | 3570276
3800 | ZANE TRACE DR | 43228-3831 | Active | YF-0997 | AMES | COLT 300GV | DCDA | 8.000 | 3635935 | PIT LEFT OF DRIVE
3800 | ZANE TRACE DR | 43228-3831 | Active | 78228 | AMES | 2000BM3 | DC | 0.750 | 3657103 | PIT LEFT OF DRIVE
3815 | ZANE TRACE DR | 43228-3830 | Active | 255207 | WATTS | 909M1QT | RP | 1.500 | 61858 | MEN'S RESTROOM AT METER--NE CORNER, LOCKER ROOM
3815 | ZANE TRACE DR | 43228-3830 | Active | 3918290 | WILKINS | 950XL | DC | 2.000 | 61859 | E. BODY SHOP--FOR LIMITED AREA SPRINKLER. DOOR 6 S SIDE
3820 | ZANE TRACE DR | 43228-3831 | Active | ACF2709 | WILKINS | 975XL | RP | 1.500 | 3570277
3820 | ZANE TRACE DR | 43228-3831 | Active | VI-0297 | AMES | 300-GV | DCDA | 8.000 | 3650619
3820 | ZANE TRACE DR | 43228-3831 | Active | 67184 | AMES | 2000BM3 | DC | 0.750 | 3650620
3900 | ZANE TRACE DR | 43228-3833 | Active | 34868 | WATTS | LF919QT | RP | 2.000 | 3570279
3900 | ZANE TRACE DR | 43228-3833 | Active | AG3900ZT |  |  | AG | 1.000 | 3627990 | AIR GAP TO WATER RECYCLER FOR HEAVY DUTY CLEANING MACHING
3915 | ZANE TRACE DR | 43228-3832 | Not Required by DOW | F0401271614 | FEBCO | 876V | DC | 6.000 | 62206 | SOUTH WALL OF NEW ADDITION
3915 | ZANE TRACE DR | 43228-3832 | Active | ACN0220 | WILKINS | 975XL | RP | 1.500 | 3632792 | NORTH SIDE OF WAREHOUSE AT WATER METER
3915 | ZANE TRACE DR | 43228-3832 | Active | 11045340523 | AMES | 3000SS | DCDA | 8.000 | 3633177 | IN A VAULT IN FRONT OF THE MAIN ENTRANCE BY ROAD
3915 | ZANE TRACE DR | 43228-3832 | Active | 88147 | AMES | 2000B | DC | 0.750 | 3655012 | IN A VAULT IN FRONT OF THE MAIN ENTRANCE BY ROAD
3640 | ZANE TRACE DR _ FIRE | 43228-3851 | Due Install |  |  |  | DCDA | 8.000 | 3635488
3640 | ZANE TRACE DR UNIT A | 43228-3851 | Active | 67334 | Watts | 919 | RP | 1.000 | 61348 | AT METER BY DOOR 8
3880 | ZANE TRACE DR UNIT PARCL | 43228-3831 | Active | 431115 | WATTS | 909M1QT | RP | 1.500 | 87474 | AT TURN UP IN LOKER ROOM BY DOCK AREA
3880 | ZANE TRACE DR UNIT PARCL | 43228-3831 | Active | WD-2023 | AMES | 300GV | DCDA | 8.000 | 3650325 | IN PIT BY ENTRANCE TO DRIVEWAY
3880 | ZANE TRACE DR UNIT PARCL | 43228-3831 | Active | 69002 | AMES | 2000B | DC | 0.750 | 3653337 | IN PIT BY ENTRANCE TO DRIVEWAY
5740 | ZARLEY ST | 43054 | Not Required by DOW | 75494 | WATTS | 919QT | RP | 0.750 | 103369 | NORTH END IN SHOP
5740 | ZARLEY ST | 43054 | Active | 3686688 | WILKINS | 975XL | RP | 1.500 | 103639 | NEXT TO METER SERVICE BAY
5740 | ZARLEY ST | 43054 | Safe storage | [5 empty] | 3626547 | STORES ENGINE OIL IN CONTAINERS 55 GALLONS OR LESS AND BATTERY ACID 5 GALLON
5755 | ZARLEY ST | 43054 | Active | W067915 | WILKINS | 975XL | RP | 0.750 | 67837 | NE CORNER AT METER
5755 | ZARLEY ST | 43054 | Not Required by DOW | W001322 | WILKINS | 975XL | RP | 0.500 | 67838 | BOILER ROOM
5806 | ZARLEY ST | 43054 | Active | 69825 | WATTS | LF909QT | RP | 0.750 | 3624867 | SUITE D MECH/FURN ROOM AT WATER METER
5828 | ZARLEY ST | 43054-9762 | Active | 229139 | WATTS | 009M3QT | RP | 0.750 | 95653 | North Wall in Garage area at meter
5850 | ZARLEY ST | 43054-9700 | Active | 3893935 | WILKINS | 975 | RP | 1.000 | 3605551 | UTILITY RM SOUTHEAST SECTION OF BLDG
5863 | ZARLEY ST | 43054-8841 | Active | 30195 | WATTS | 009QT | RP | 0.750 | 68179 | UTILITY ROOM IN SUITE A
5891 | ZARLEY ST | 43054 | Active | 14007 | WATTS | 009M2QT | RP | 1.000 | 68234 | WATER HEATER ROOM -- OLD BLDG
5775 | ZARLEY ST UNIT B | 43054-9282 | Active | 32124a | APOLLO | RPLF4A | RP | 0.750 | 3585780 | AT METER IN BOX UNIT B RESTROOM, SERVES UNIT A & B
5775 | ZARLEY ST UNIT C | 43054-9282 | Active | 32039A | APOLLO | RPLF4A | RP | 0.750 | 3585781 | AT WATER MTR
5775 | ZARLEY ST UNIT D | 43054-9282 | Active | 32075A | APOLLO | RPLF4A | RP | 0.750 | 3585782 | AT WATER METER
4512 | ZELLER RD | 43214-2553 | Active | 358450 | WATTS | 800M4QT | PVB | 1.000 | 64270 | EAST OF AC UNIT BACKSIDE OF HOUSE
4519 | ZELLER RD | 43214-2552 | Active | 576412 | CONBRACO | 4020402 | PVB | 0.750 | 3570384 | FRONT RIGHT OF HOUSE
5702 | ZETLAND CT | 43017-9488 | Active | DC8251 | FEBCO | 765 | PVB | 1.000 | 67672 | LEFT SIDE OF HOUSE
5707 | ZETLAND CT | 43017-9488 | Active | T529791 | WILKINS | 720A | PVB | 1.000 | 95017 | RIGHT CENTER
5710 | ZETLAND CT | 43017-9488 | Active | D15121 | FEBCO | 765 | PVB | 1.000 | 95018 | LEFT SIDE OF HOUSE
5714 | ZETLAND CT | 43017-9488 | Active | DD8372 | FEBCO | 765 | PVB | 1.000 | 95019 | FRONT LEFT OF FRONT DOOR
2001 | ZETTLER CENTER DR | 43223-6266 | Active | 326627 | WATTS | 909M1QT | RP | 1.500 | 57008 | MEN'S REST ROOM BACK OF STORE
1285 | ZETTLER RD | 43227 | Not Required by DOW | 370620 | WATTS | 909M1QT | RP | 1.500 | 54535 | BOILER ROOM
1285 | ZETTLER RD | 43227 | Active | LL-2179 | WATTS | 957 | RP | 4.000 | 102933 | MECHANICAL BUILDING OFF LIVINGSTON AVE
1285 | ZETTLER RD | 43227 | Active | SC-1649 | WATTS | 957 | RPDA | 6.000 | 3636876 | HOT BOX NORTHWEST BY LIVINGSTON AVE
1285 | ZETTLER RD | 43227 | Active | 73971 | WATTS | 919 | RP | 0.750 | 3636877 | HOT BOX NORTHWEST BY LIVINGSTON AVE - FIRE SIDE CAR
1664 | ZETTLER RD | 43227-3450 | Inactive | 74346 | WATTS | LF009M3QT | RP | 0.750 | 3570487
1714 | ZETTLER RD | 43227-3450 | Active | ABB20643 | WILKINA | 975XL2 | RP | 0.750 | 3570497 | AT WATER METER
2000 | ZETTLER RD | 43232-3834 | Active | 274365 | WATTS | LF-OO9M3QT | RP | 0.750 | 3570529 | METER ROOM IN OFFICE
2006 | ZETTLER RD | 43232-3834 | Due Install |  |  |  | RP |  | 3570530
2008 | ZETTLER RD | 43232-3834 | Due Install |  |  |  | RP |  | 3570531
2012 | ZETTLER RD | 43232-3834 | Active | 189586 | WATTS | LF009M2QT | RP | 1.000 | 3570533 | HOTBOX
2460 | ZINER AVE | 43123- | Due Install |  |  |  | PVB | 1.000 | 3570605 | LAWN IRRIGATION - METER BEHIND ZINER ST SIGN, 3RD TREE NORTH
3530 | ZINER CT | 43123-4815 | Due Install | [5 empty] | 3570668 | THIS IS LOCATED ACROSS FROM 2441 ZINER. FB..POST STICKING UP
3556 | ZINER CT | 43123-4815 | Replaced | REPCB078959 | WILKINS | 720A | PVB | 0.750 | 95022 | REPLACED- RIGHT SIDE OF HOUSE
3556 | ZINER CT | 43123-4815 | Removed | CB154182REM | WILKINS | 720A | PVB | 0.750 | 3611394 | ***REMOVED*** RIGHT FRONT
3564 | ZINER CT | 43123-4815 | Active | BL7184 | FEBCO | 765 | PVB | 0.750 | 95049 | SOUTH SIDE OF HOUSE @ MULCH BEDS
2330 | ZINER N CIR | 43123- | Active | T364037 | WILKINS | 720A | PVB | 0.750 | 95020 | RIGHT SIDE
2364 | ZINER S CIR | 43123- | Active | hi40058 | FEBCO | 765 | PVB | 1.000 | 95021 | RIGHT SIDE
2444 | ZINER S CIR | 43123- | Active | 039752 | WATTS | LF800M4QT | PVB | 0.750 | 3630059 | LEFT SIDE OF HOUSE
7285 | ZISTEL RD BLDG 849 | 43217 | Active | B18990 | WILKINS | 975 | RP | 4.000 | 3602129 | AT METER
7285 | ZISTEL RD BLDG 849 | 43217 | Active | 10806120932 | FEBCO | 876V | DCDA | 6.000 | 3629510 | AT METER
7285 | ZISTEL RD BLDG 849 | 43217 | Active | H009701 | FEBCO | 805YB | DC | 0.750 | 3629511 | AT METER
7253 | ZISTEL ST BLDG 849 | 43217 | Active | 455777 | WILKINS | 975XL | RP | 1.500 | 3602128
7253 | ZISTEL ST BLDG 849 | 43217 | Not Required by DOW | [5 empty] | 3626916
7253 | ZISTEL ST BLDG 849 | 43217 | Not Required by DOW |  |  |  | RP |  | 3626917
7253 | ZISTEL ST BLDG 849 | 43217 | Not Required by DOW |  |  |  | RP |  | 3626918
1353 | ZOLLINGER RD | 43221-2900 | Active | 4398962 | WILKINS | 975 | RP | 1.000 | 54784 | BESIDE BACK DOOR
1740 | ZOLLINGER RD | 43221-2841 | Active | 277055 | WATTS | 909M1QT | RP | 1.500 | 56005 | BASEMENT BY WATER METER--NORTHWEST CHAPEL
1740 | ZOLLINGER RD | 43221-2841 | Not Required by DOW | CB154388 | WILKINS | 720-A | PVB | 0.750 | 56006 | REAR OF BUILDING
1800 | ZOLLINGER RD | 43221-2849 | Active | X-30792 | WILKINS | 375A | RP | 3.000 | 3616847 | FIRE PUMP ROOM
1800 | ZOLLINGER RD | 43221-2849 | Active | 4869B | WILKINS | 350ASTDA | DCDA | 6.000 | 3618232 | FIRE PUMP ROOM
1800 | ZOLLINGER RD | 43221-2849 | Active | 4182775 | WILKINS | 950XLD | DC | 0.750 | 3618233 | FIRE PUMP ROOM
1800 | ZOLLINGER RD | 43221-2849 | Active | X-35587 | WILKINS | 375A | RP | 3.000 | 3618386 | FIRE PUMP ROOM
1840 | ZOLLINGER RD | 43221-2850 | Active | 2895 | WATTS | 009QT | RP | 0.500 | 56380 | MECH ROOM IN BASEMENT CEILING
1840 | ZOLLINGER RD | 43221-2850 | Active | 37711 | WATTS | 009QT | RP | 1.000 | 56381 | RIGHT UNDER DENTIST CHAIR--CRAWL SPACE (BASEMENT)
1840 | ZOLLINGER RD | 43221-2850 | Active | 39620 | WATTS | 009QT | RP | 1.000 | 56382 | RIGHT BASEMENT CRAWL UNDER DENTIST CHAIR
1840 | ZOLLINGER RD | 43221-2850 | Active | 39746 | WATTS | 009QT | RP | 1.000 | 56383 | BASEMENT, CRAWL AREA UNDER DENTIST OFFICE
1840 | ZOLLINGER RD | 43221-2850 | Active | 42943 | WATTS | 009QT | RP | 0.500 | 56384 | BASEMENT, CRAWL SPACE - DENTAL CHAIR OPERATORY #2
1840 | ZOLLINGER RD | 43221-2850 | Active | 42982 | WATTS | 009QT | RP | 0.500 | 56386 | IN BASEMENT, OVER FURNANCES
1840 | ZOLLINGER RD | 43221-2850 | Active | 42995 | WATTS | 009QT | RP | 0.500 | 56387 | BASEMENT, CRAWL AREA UNDER DENTIST OFFICE
1840 | ZOLLINGER RD | 43221-2850 | Active | 39749 | WATTS | 009QT | RP | 0.500 | 98372 | BASEMENT, CRAWL SPACE WEST SIDE
2340 | ZOLLINGER RD | 43221-2666 | Active | F031631 | WILKINS | 720A | PVB | 0.750 | 97832 | BACK OF HOUSE
2350 | ZOLLINGER RD | 43221-2677 | Active | 311443 | WATTS | 800M4FR | PVB | 0.750 | 58044 | LEFT SIDE
2701 | ZOLLINGER RD | 43221-1747 | Active | 100542 | WATTS | 009M3-FP | RP | 0.750 | 99824 | IN BASEMENT, IN FURNACE ROOM UNDER STEPS
2701 | ZOLLINGER RD | 43221-1747 | Due Install |  |  |  | RP |  | 3570822
2839 | ZOLLINGER RD | 43221-1709 | Active | C01907 | FEBCO | 765 | PVB | 0.750 | 95025 | RIGHT SIDE OF HOUSE
2853 | ZOLLINGER RD | 43221-1709 | Active | EAB059 | WILKINS | 720 | PVB | 0.750 | 3570849 | Back left
3603 | ZUBER RD | 43146-9448 | Active | 58105 | WILKINS | 975 | RP | 0.750 | 61265 | Bsmt @ meter
3622 | ZUBER RD | 43146-9448 | Active | 58094 | WATTS | 009QT | RP | 1.000 | 61304 | BASEMENT NORTH WALL TO RIGHT OF BASEMENT STEPS
3700 | ZUBER RD | 43146-9448 | Active | 58102 | WATTS | 009M2PCQT | RP | 1.000 | 61528 | IN BASEMENT EAST WALL BEHIND EXPANSION TANK
3747 | ZUBER RD | 43146-9448 | Active | 58112 | WATTS | 009QT | RP | 1.000 | 61646 | SOUTHEAST CORNER OF BASEMENT
3850 | ZUBER RD | 43146-9407 | Active | 52533 | WATTS | 009QT | RP | 1.000 | 61955 | NORTH WALL OF BASEMENT
3951 | ZUBER RD | 43146-9407 | Active | 55576 | WATTS | 009QT | RP | 1.000 | 87174 | WEST END OF BASEMENT
6283 | ZUCCARO DR | 43026 | Active | T415315 | WILKINS | 720A | PVB | 0.750 | 3654215 | LEFT FRONT
6344 | ZUCCARO DR | 43026 | Active | CAB79171 | WILKINS | 720A | PVB | 0.750 | 3654055 | LEFT SIDE OF THE HOUSE
6360 | ZUCCARO DR | 43026 | Active | CAB79170 | WILKINS | 720A | PVB | 0.750 | 3654054 | LEFT SIDE OF THE HOUSE
6191 | ZUMSTEIN DR | 43229-2505 | Removed | 3078202REM | WILKINS | 975XLBMS | RP | 1.500 | 69310 | BACK OF LAUNDRY ROOM REMOVED
6191 | ZUMSTEIN DR | 43229-2505 | Not Required by DOW | 88977 | WATTS | 009QT | RP | 1.500 | 69311 | MAINTENACE BLDG - WEST END, ENGINEERING RM
6191 | ZUMSTEIN DR | 43229-2505 | Not Required by DOW | 4536262 | WILKINS | 975XL2 | RP | 1.000 | 69312 | POOL HOUSE
6191 | ZUMSTEIN DR | 43229-2505 | Active | 50280C | WILKINS | 375AST | RP | 6.000 | 3635092 | THIS ADDRESS IS 6191 QUARTERHORSE DR (HAWTHORN SUITES BY WYNDHAM(
6255 | ZUMSTEIN DR | 43229-2566 | Active | 15286 | WILKINS | 975 | RP | 3.000 | 69491 | MECHANICAL ROOM
6255 | ZUMSTEIN DR | 43229-2566 | Active | 1921470717 | AMES | 3000SS | DCDA | 6.000 | 69492 | IN PIT AT NE CORNER OF PROP--SERIAL # 3KL0004
6255 | ZUMSTEIN DR | 43229-2566 | Not Required by DOW | 412057 | WILKINS | 720A | PVB | 1.500 | 69493 | N SIDE OF BLDG
6255 | ZUMSTEIN DR | 43229-2566 | Active | 26864 | WATTS | 007M1QT | DC | 0.750 | 69494 | IN PIT AT NE CORNER OF PROP
6325 | ZUMSTEIN DR | 43229-2574 | Active | 112846 | AMES | 3000SS | DCDA | 6.000 | 69714 | SE CORNER OF WAREHOUSE
6325 | ZUMSTEIN DR | 43229-2574 | Active | 146779 | WATTS | 009M3QT | RP | 0.750 | 69715 | INSIDE AT WATER METER
6325 | ZUMSTEIN DR | 43229-2574 | Active | 49413 | WATTS | 007M1QT | DC | 0.750 | 69716 | SE CORNER OF WAREHOUSE
6325 | ZUMSTEIN DR | 43229-2574 | LPS - In Review | [5 empty] | 3624833 | SE CORNER OF WAREHOUSE